## TITLE PAGE
Water Resources Planning Tables 2019
v15 - June 2018
All queries on the content of this workbook should be sent to:
water-company-plan@environment-agency.gov.uk
Water resource zone information
Company: |  | Wessex Water
Resource Zone Name: |  | Supply Area |  |  |  |  | Data validation: Cell D20
Resource Zone Number: |  | 1 |  |  |  |  | Dry Year Annual Average
Planning Scenario Name: |  | Dry Year Critical Period | DYCP | Normal Year Critical Period |  |  | Dry Year Critical Period
Chosen Level of Service: |  | Company |  |  |  |  | Dry Year Annual Average - benchmarking data
Base Year: |  | 2017-18 |  |  |  |  | Dry Year Critical Period - benchmarking data
Responsible Officer: |  | Christopher Hutton | Signed: |  | Dated: | 2018-08-22
Version: |  | Draft Final Submission |  | [Digital signature is acceptable]
Key to cells
Clear cells - indicate an input is required
Yellow shaded cells - indicates a formula.
Blue shaded cells - indicate base year data.
Light grey shaded cells - indicate preceding years.
Dark grey cells - indicate that no data entry is required.
Worksheet |  | Content
WRZ summary |  | Supply-Demand Balance and components
1. BL Licences |  | Baseline water resources
2. BL Supply |  | Baseline water supplies
3. BL Demand |  | Baseline demand
4. BL SDB |  | Baseline supply demand balance
5. Feasible options |  | Fixed and Variable costs, Net Present Value, AIC and AISC of all feasible options (confidential)
6. Preferred options |  | High level costs of preferred options (Dry Year) - publicly available
7. FP Supply |  | Final Planning water supplies (impact of Scenario options)
8. FP Demand |  | Final Planning demand (impact of Scenario options)
9. FP SDB |  | Final Planning supply demand balance
10. Drought plan links |  | Drought plan links

## WRZ summary
Summary graphs of water resources planning tables data
Wessex Water
Supply Area
DERIVATION | DESCRIPTION | UNITS |  | For info 2017-18 | For info 2018-19 | For info 2019-20 | 2020-21 | 2021-22 | 2022-23 | 2023-24 | 2024-25 | 2025-26 | 2026-27 | 2027-28 | 2028-29 | 2029-2030 | 2030-2031 | 2031-2032 | 2032-33 | 2033-34 | 2034-35 | 2035-36 | 2036-37 | 2037-38 | 2038-39 | 2039-40 | 2040-41 | 2041-42 | 2042-43 | 2043-44 | 2044-45
SUPPLY
13BL | Total water available for use | Ml/d | 498.35 | 498.35 | 473.36 | 473.37 | 470.68 | 470.69 | 470.7 | 470.71 | 470.72 | 463.76 | 463.77 | 463.78 | 463.78 | 463.79 | 463.8 | 463.81 | 463.82 | 463.83 | 463.84 | 463.85 | 463.86 | 463.87 | 463.88 | 463.89 | 463.9 | 463.91 | 463.92 | 463.93 | 463.94
13FP | Total water available for use | Ml/d | 498.35 | 498.35 | 473.36 | 473.37 | 470.68 | 470.69 | 470.7 | 470.71 | 470.72 | 463.76 | 463.77 | 463.78 | 463.78 | 463.79 | 463.8 | 463.81 | 463.82 | 463.83 | 463.84 | 463.85 | 463.86 | 463.87 | 463.88 | 463.89 | 463.9 | 463.91 | 463.92 | 463.93 | 463.94
| DEMAND |  | 1.7595
26BL | Unmeasured household consumption | Ml/d | 116.9595 | 116.9595 | 111.9618 | 107.55 | 102.6971 | 98.3643 | 94.2172 | 90.3753 | 86.9909 | 83.747 | 80.7003 | 77.9651 | 75.2898 | 72.7776 | 70.414 | 68.1859 | 66.0819 | 64.1836 | 62.2952 | 60.5037 | 58.8017 | 57.1827 | 55.6407 | 54.1703 | 52.7982 | 51.558 | 50.3015 | 49.0985 | 48.0109
26FP | Unmeasured household consumption | Ml/d | 116.9595 | 116.9595 | 111.9618 | 107.55 | 102.003 | 96.7602 | 91.6453 | 86.8787 | 82.9044 | 79.7754 | 76.8487 | 74.2308 | 71.6784 | 69.2887 | 67.0465 | 64.9378 | 62.9506 | 61.1619 | 59.3846 | 57.7008 | 56.1034 | 54.5856 | 53.1413 | 51.7659 | 50.4843 | 49.3283 | 48.1562 | 47.0344 | 46.0226
25BL | Measured household consumption | Ml/d | 108.4318 | 108.4318 | 115.0917 | 121.3189 | 126.6003 | 131.444 | 136.2169 | 140.5539 | 144.5974 | 148.7036 | 152.2477 | 155.7185 | 158.9751 | 161.8858 | 164.6545 | 167.2733 | 169.9287 | 172.2523 | 174.4485 | 176.5221 | 178.7346 | 180.6306 | 182.3905 | 184.0902 | 185.8853 | 187.634 | 189.5775 | 191.2432 | 192.87
25FP | Measured household consumption | Ml/d | 108.4318 | 108.4318 | 115.0917 | 121.3189 | 126.5934 | 131.6041 | 136.6411 | 141.2508 | 145.346 | 149.02 | 152.1567 | 155.2437 | 158.1394 | 160.7121 | 163.164 | 165.4861 | 167.8616 | 169.9256 | 171.8791 | 173.7261 | 175.7232 | 177.4215 | 178.997 | 180.5239 | 182.1548 | 183.7499 | 185.5446 | 187.0758 | 188.5767
23BL+24BL | Non-household consumption | Ml/d | 104.2926 | 104.2926 | 102.7077 | 101.402 | 100.0997 | 98.8056 | 97.5137 | 96.2271 | 94.9506 | 93.7741 | 93.2515 | 92.437 | 91.6144 | 90.8355 | 90.0711 | 89.32 | 88.5728 | 87.8496 | 87.1627 | 86.4774 | 85.7966 | 85.1451 | 84.5018 | 83.8779 | 83.3768 | 82.9045 | 82.4571 | 82.0358 | 81.6415
23FP+24FP | Non-household consumption | Ml/d | 104.2926 | 104.2926 | 102.7077 | 101.402 | 100.0956 | 98.7995 | 97.507 | 96.2203 | 94.9426 | 93.7626 | 93.2372 | 92.4204 | 91.596 | 90.8157 | 90.0504 | 89.2985 | 88.5509 | 87.8274 | 87.1405 | 86.4553 | 85.7746 | 85.1235 | 84.4805 | 83.857 | 83.3565 | 82.8847 | 82.4378 | 82.0171 | 81.6234
40BL | Total leakage | Ml/d | 79.66 | 79.66 | 78.8897 | 78.1577 | 77.9329 | 77.7278 | 77.5419 | 77.3737 | 77.2203 | 77.0829 | 76.954 | 76.8398 | 76.7293 | 76.6281 | 76.5359 | 76.451 | 76.3718 | 76.2985 | 76.2305 | 76.1671 | 76.1089 | 76.0549 | 76.0034 | 75.9562 | 75.9131 | 75.8737 | 75.8379 | 75.8054 | 75.776
40FP | Total leakage | Ml/d | 79.66 | 79.66 | 78.8897 | 78.1577 | 75.813 | 73.4682 | 71.1235 | 68.7788 | 66.434 | 65.9077 | 65.3844 | 64.8844 | 64.3767 | 63.8773 | 63.3959 | 62.9108 | 62.4406 | 61.9657 | 61.4953 | 61.039 | 60.5774 | 60.1195 | 59.6737 | 59.2218 | 58.7836 | 58.3389 | 57.8974 | 57.469 | 57.0334
11BL-(23BL:26BL)-40BL | Other components of demand | Ml/d | 9.0728 | 9.0728 | 8.9184 | 8.9586 | 8.9626 | 8.9708 | 8.975 | 8.9791 | 8.9852 | 8.9848 | 8.9844 | 8.9881 | 8.9878 | 8.9875 | 8.9867 | 8.9859 | 8.9851 | 8.9882 | 8.9875 | 8.9867 | 8.986 | 8.9853 | 8.9846 | 8.9839 | 8.9813 | 8.9826 | 8.98 | 8.9774 | 8.9787
11FP-(23FP:26FP)-40FP | Other components of demand | Ml/d | 9.0728 | 9.0728 | 8.9184 | 8.9586 | 8.9626 | 8.9708 | 8.975 | 8.9791 | 8.9852 | 8.9848 | 8.9844 | 8.9881 | 8.9878 | 8.9875 | 8.9867 | 8.9859 | 8.9851 | 8.9882 | 8.9875 | 8.9867 | 8.986 | 8.9853 | 8.9846 | 8.9839 | 8.9813 | 8.9826 | 8.98 | 8.9774 | 8.9787
| Total demand + target headroom (baseline) | Ml/d | 448.7215 | 448.6502 | 447.7415 | 447.5464 | 446.3726 | 445.3216 | 444.4126 | 443.388 | 442.5681 | 442.0833 | 441.9177 | 441.7146 | 441.3371 | 440.8203 | 440.3354 | 439.857 | 439.5613 | 439.1666 | 438.6864 | 438.1853 | 437.9395 | 437.4794 | 436.9672 | 436.4927 | 436.36 | 436.3579 | 436.5738 | 436.5805 | 436.7057
| Total demand + target headroom (final plan) | Ml/d | 448.6502 | 448.6502 | 447.7415 | 447.5464 | 443.5476 | 439.1995 | 435.2203 | 431.1628 | 427.4147 | 426.1689 | 425.2693 | 424.3644 | 423.3039 | 422.1276 | 421.0145 | 419.9162 | 419.0259 | 418.0395 | 416.9867 | 415.937 | 415.1401 | 414.1436 | 413.1159 | 412.1246 | 411.4897 | 410.9791 | 410.6915 | 410.2173 | 409.8537
SUPPLY-DEMAND BALANCE
16BL | Target headroom | Ml/d | 30.3048 | 30.2335 | 30.1722 | 30.1591 | 30.08 | 30.0092 | 29.9479 | 29.8789 | 29.8236 | 29.791 | 29.7798 | 29.7661 | 29.7407 | 29.7058 | 29.6732 | 29.6409 | 29.621 | 29.5944 | 29.562 | 29.5283 | 29.5117 | 29.4807 | 29.4462 | 29.4142 | 29.4053 | 29.4051 | 29.4197 | 29.4201 | 29.4286
16FP | Target headroom | Ml/d | 30.2335 | 30.2335 | 30.1722 | 30.1591 | 30.08 | 29.5966 | 29.3285 | 29.055 | 28.8025 | 28.7185 | 28.6579 | 28.5969 | 28.5255 | 28.4462 | 28.3712 | 28.2972 | 28.2372 | 28.1707 | 28.0998 | 28.029 | 27.9753 | 27.9082 | 27.8389 | 27.7721 | 27.7293 | 27.6949 | 27.6755 | 27.6436 | 27.6191
17BL | Available headroom | Ml/d | 79.9333 | 79.9333 | 55.7908 | 55.9827 | 54.3874 | 55.3776 | 56.2353 | 57.2009 | 57.9755 | 51.4677 | 51.6321 | 51.8315 | 52.1836 | 52.6755 | 53.1378 | 53.5939 | 53.8797 | 54.2578 | 54.7157 | 55.193 | 55.4322 | 55.8713 | 56.359 | 56.8115 | 56.9453 | 56.9572 | 56.7659 | 56.7696 | 56.6629
17FP | Available headroom | Ml/d | 79.9333 | 79.9333 | 55.7908 | 55.9827 | 57.2124 | 61.0871 | 64.8082 | 68.6022 | 72.1078 | 66.3096 | 67.1586 | 68.0125 | 69.0015 | 70.1086 | 71.1566 | 72.191 | 73.0313 | 73.9612 | 74.953 | 75.9421 | 76.6953 | 77.6346 | 78.603 | 79.5375 | 80.1396 | 80.6258 | 80.904 | 81.3563 | 81.7053
Baseline Supply-Demand Balance:
|  | 2020-21 | 2021-22 | 2022-23 | 2023-24 | 2024-25 | 2025-26 | 2026-27 | 2027-28 | 2028-29 | 2029-2030 | 2030-2031 | 2031-2032 | 2032-33 | 2033-34 | 2034-35 | 2035-36 | 2036-37 | 2037-38 | 2038-39 | 2039-40 | 2040-41 | 2041-42 | 2042-43 | 2043-44 | 2044-45
| SDB (Ml/d) | 24.3074 | 25.3684 | 26.2874 | 27.322 | 28.1519 | 21.6767 | 21.8523 | 22.0654 | 22.4429 | 22.9697 | 23.4646 | 23.953 | 24.2587 | 24.6634 | 25.1536 | 25.6647 | 25.9205 | 26.3906 | 26.9128 | 27.3973 | 27.54 | 27.5521 | 27.3462 | 27.3495 | 27.2343
Final Planning Supply-Demand Balance:
|  | 2020-21 | 2021-22 | 2022-23 | 2023-24 | 2024-25 | 2025-26 | 2026-27 | 2027-28 | 2028-29 | 2029-2030 | 2030-2031 | 2031-2032 | 2032-33 | 2033-34 | 2034-35 | 2035-36 | 2036-37 | 2037-38 | 2038-39 | 2039-40 | 2040-41 | 2041-42 | 2042-43 | 2043-44 | 2044-45
| SDB (Ml/d) | 27.1324 | 31.4905 | 35.4797 | 39.5472 | 43.3053 | 37.5911 | 38.5007 | 39.4156 | 40.4761 | 41.6624 | 42.7855 | 43.8938 | 44.7941 | 45.7905 | 46.8533 | 47.913 | 48.7199 | 49.7264 | 50.7641 | 51.7654 | 52.4103 | 52.9309 | 53.2285 | 53.7127 | 54.0863
| Company: | 2026-27: Wessex Water
| Resource Zone Name | 2026-27: Supply Area
Resource Zone Number: | bar: 2026-27
| Planning Scenario Name: | 2026-27: Dry Year Critical Period
| Chosen Level of Service: | 2026-27: Company

## 1. BL Licences
Table 1: Baseline licences
Row ref | Derivation | Licence number | Source name | Source type | Deployable output (Ml/d) | Annual licensed quantity (Ml/d) | Constraints on deployable output | Additional notes (if desired)
All individual licences:
0.1BL | Sum (0.1BL+...) | - | - | - | 445.8775 | 471.5884 | -
-
-
-
-
-
-
-
-
-
-
-
-
-
-
-
-
-
-
-
-
-
-
-
-
-
-
-
-
-
-
-
-
-
-
-
-
-
-
-
-
-
-
-
-
-
-
-
-
-
-
-
-
-
-
-
-
-
-
-
-
-
-
-
-
-
-
-
-
-
-
-
-
Grouped licences | Derivation | Licence number | Source name | Source type | DYCP deployable output (Ml/d) | Annual licensed quantity (Ml/d)
0.2BL | Sum (0.2BL+...) | - | Total | - | 68.2925 | - | -
-
-
-
-
-
-
Unused licences: | Derivation | Licence number | Source name | Source type | DYCP deployable output (Ml/d) | Annual licensed quantity (Ml/d) | Reason licence is unused
0.3BL | Sum (0.3BL+...) | - | - | - | 0 | 60.906 | -
-
-
New licences (within current AMP): | Derivation | Licence number | Source name | Source type | DYAA deployable output (Ml/d) | Annual licensed quantity (Ml/d) | Status of licence
0.4BL | Sum (0.4BL+...) | - | - | - | 0 | 0 | -
Input
- | Input
- | - | - | - | - | - | - | -
Company: |  | Wessex Water
Resource Zone Name: |  | Supply Area
Resource Zone Number: |  | 1
Planning Scenario Name: |  | Dry Year Annual Average
Chosen Level of Service: |  | Company
README
scholar
Note on C3: Please list only individual licences (i.e. not used in conjunctive use systems).
Note on B80: If additional lines are required please insert into middle of group to ensure automatic calculations pick up all data.
Note on B91: If additional lines are required please insert into middle of group to ensure automatic calculations pick up all data. DO NOT DELETE DEFAULT INPUT ROWS - If unrequired leave blank.
Note on J110: Please state if a licence has been applied for, approved, granted, awaiting mobilisation, or other specified status.
Note on C122: Do not delete default inserted input lines. These are required to generate the autosum of all additional rows added. Additional rows which the user enters can be deleted.

## 2. BL Supply
Table 2: Baseline supply
| Row ref | Component | Derivation | Unit | decimal places | 2017-18 | For info 2017-18 | For info 2018-19 | For info 2019-20 | 2020-21 | 2021-22 | 2022-23 | 2023-24 | 2024-25 | 2025-26 | 2026-27 | 2027-28 | 2028-29 | 2029-2030 | 2030-2031 | 2031-2032 | 2032-33 | 2033-34 | 2034-35 | 2035-36 | 2036-37 | 2037-38 | 2038-39 | 2039-40 | 2040-41 | 2041-42 | 2042-43 | 2043-44 | 2044-45
| 1BL | Raw water abstracted | Input | Ml/d | 2
Resources | 2BL | Total raw water imported | sum(2.1BL+2.2BL+2.3BL...) | Ml/d | 2 | 0 | 0 | 0 | 0 | 0 | 0 | 0 | 0 | 0 | 0 | 0 | 0 | 0 | 0 | 0 | 0 | 0 | 0 | 0 | 0 | 0 | 0 | 0 | 0 | 0 | 0 | 0 | 0 | 0
| 2.1BL+ | Raw water imported from: None | Input | Ml/d | 2
| - | - | - | - | 2 |  | - | - | - | bar: 2021-22 to 2044-45
| 3BL | Total potable water imported | sum(3.1BL+3.2BL+3.3BL...) | Ml/d | 2 | 16.78 | 16.78 | 16.78 | 16.78 | 16.78 | 16.78 | 16.78 | 16.78 | 16.78 | 9.81 | 9.81 | 9.81 | 9.81 | 9.81 | 9.81 | 9.81 | 9.81 | 9.81 | 9.81 | 9.81 | 9.81 | 9.81 | 9.81 | 9.81 | 9.81 | 9.81 | 9.81 | 9.81 | 9.81
| 3.1BL+ | Bristol Water - Bath | Input | Ml/d | 2 | 11.37 | 11.37 | 11.37 | 11.37 | 11.37 | 11.37 | 11.37 | 11.37 | 11.37 | 4.4 | 4.4 | 4.4 | 4.4 | 4.4 | 4.4 | 4.4 | 4.4 | 4.4 | 4.4 | 4.4 | 4.4 | 4.4 | 4.4 | 4.4 | 4.4 | 4.4 | 4.4 | 4.4 | 4.4
|  | Bristol Water - Marshfield | Input | Ml/d | 2 | 0.05 | 0.05 | 0.05 | 0.05 | 0.05 | 0.05 | 0.05 | 0.05 | 0.05 | 0.05 | 0.05 | 0.05 | 0.05 | 0.05 | 0.05 | 0.05 | 0.05 | 0.05 | 0.05 | 0.05 | 0.05 | 0.05 | 0.05 | 0.05 | 0.05 | 0.05 | 0.05 | 0.05 | 0.05
|  | Bristol Water - Ashcott | Input | Ml/d | 2 | 0.36 | 0.36 | 0.36 | 0.36 | 0.36 | 0.36 | 0.36 | 0.36 | 0.36 | 0.36 | 0.36 | 0.36 | 0.36 | 0.36 | 0.36 | 0.36 | 0.36 | 0.36 | 0.36 | 0.36 | 0.36 | 0.36 | 0.36 | 0.36 | 0.36 | 0.36 | 0.36 | 0.36 | 0.36
|  | Thames Water - Malmesbury | Input | Ml/d | 2 | 0.06 | 0.06 | 0.06 | 0.06 | 0.06 | 0.06 | 0.06 | 0.06 | 0.06 | 0.06 | 0.06 | 0.06 | 0.06 | 0.06 | 0.06 | 0.06 | 0.06 | 0.06 | 0.06 | 0.06 | 0.06 | 0.06 | 0.06 | 0.06 | 0.06 | 0.06 | 0.06 | 0.06 | 0.06
|  | South West Water - Lyme Regis/Charmouth | Input | Ml/d | 2 | 0.05 | 0.05 | 0.05 | 0.05 | 0.05 | 0.05 | 0.05 | 0.05 | 0.05 | 0.05 | 0.05 | 0.05 | 0.05 | 0.05 | 0.05 | 0.05 | 0.05 | 0.05 | 0.05 | 0.05 | 0.05 | 0.05 | 0.05 | 0.05 | 0.05 | 0.05 | 0.05 | 0.05 | 0.05
|  | Veolia - Tidworth | Input | Ml/d | 2 | 0.22 | 0.22 | 0.22 | 0.22 | 0.22 | 0.22 | 0.22 | 0.22 | 0.22 | 0.22 | 0.22 | 0.22 | 0.22 | 0.22 | 0.22 | 0.22 | 0.22 | 0.22 | 0.22 | 0.22 | 0.22 | 0.22 | 0.22 | 0.22 | 0.22 | 0.22 | 0.22 | 0.22 | 0.22
|  | Veolia - Leckford | Input | Ml/d | 2 | 3 | 3 | 3 | 3 | 3 | 3 | 3 | 3 | 3 | 3 | 3 | 3 | 3 | 3 | 3 | 3 | 3 | 3 | 3 | 3 | 3 | 3 | 3 | 3 | 3 | 3 | 3 | 3 | 3
|  | Southern Water - Biddesden | Input | Ml/d | 2 | 0.04 | 0.04 | 0.04 | 0.04 | 0.04 | 0.04 | 0.04 | 0.04 | 0.04 | 0.04 | 0.04 | 0.04 | 0.04 | 0.04 | 0.04 | 0.04 | 0.04 | 0.04 | 0.04 | 0.04 | 0.04 | 0.04 | 0.04 | 0.04 | 0.04 | 0.04 | 0.04 | 0.04 | 0.04
|  | Southern Water - Ludgershall | Input | Ml/d | 2 | 0.36 | 0.36 | 0.36 | 0.36 | 0.36 | 0.36 | 0.36 | 0.36 | 0.36 | 0.36 | 0.36 | 0.36 | 0.36 | 0.36 | 0.36 | 0.36 | 0.36 | 0.36 | 0.36 | 0.36 | 0.36 | 0.36 | 0.36 | 0.36 | 0.36 | 0.36 | 0.36 | 0.36 | 0.36
|  | South West Water - Stubhampton | Input | Ml/d | 2 | 1.27 | 1.27 | 1.27 | 1.27 | 1.27 | 1.27 | 1.27 | 1.27 | 1.27 | 1.27 | 1.27 | 1.27 | 1.27 | 1.27 | 1.27 | 1.27 | 1.27 | 1.27 | 1.27 | 1.27 | 1.27 | 1.27 | 1.27 | 1.27 | 1.27 | 1.27 | 1.27 | 1.27 | 1.27
| - | - | - | - | 2 | -
| 5BL | Total raw water exported (raw exports and non potable uses) | sum(5.1BL+5.2BL+...) | Ml/d | 2 | 0 | 0 | 0 | 0 | 0 | 0 | 0 | 0 | 0 | 0 | 0 | 0 | 0 | 0 | 0 | 0 | 0 | 0 | 0 | 0 | 0 | 0 | 0 | 0 | 0 | 0 | 0 | 0 | 0
| 5.1BL | Non potable water supplied to: | Input | Ml/d | 2
| 5.2BL+ | Raw water export to: None | Input | Ml/d | 2
| - |  | - | - | 2 | - | - | - | - | bar: 2020-21 to 2044-45
| 6BL | Total potable water exported | sum(6.1BL+6.2BL+6.3BL...) | Ml/d | 2 | 1.77 | 1.77 | 1.77 | 1.77 | 3.27 | 3.27 | 3.27 | 3.27 | 3.27 | 3.27 | 3.27 | 3.27 | 3.27 | 3.27 | 3.27 | 3.27 | 3.27 | 3.27 | 3.27 | 3.27 | 3.27 | 3.27 | 3.27 | 3.27 | 3.27 | 3.27 | 3.27 | 3.27 | 3.27
| 6.1BL+ | Bristol Water - Chapmanslade | Input | Ml/d | 2 | 0.16 | 0.16 | 0.16 | 0.16 | 0.16 | 0.16 | 0.16 | 0.16 | 0.16 | 0.16 | 0.16 | 0.16 | 0.16 | 0.16 | 0.16 | 0.16 | 0.16 | 0.16 | 0.16 | 0.16 | 0.16 | 0.16 | 0.16 | 0.16 | 0.16 | 0.16 | 0.16 | 0.16 | 0.16
|  | Bristol Water - Corsley | Input | Ml/d | 2 | 0.11 | 0.11 | 0.11 | 0.11 | 0.11 | 0.11 | 0.11 | 0.11 | 0.11 | 0.11 | 0.11 | 0.11 | 0.11 | 0.11 | 0.11 | 0.11 | 0.11 | 0.11 | 0.11 | 0.11 | 0.11 | 0.11 | 0.11 | 0.11 | 0.11 | 0.11 | 0.11 | 0.11 | 0.11
|  | Bristol Water - Standerwick / Lords Barn | Input | Ml/d | 2 | 0.07 | 0.07 | 0.07 | 0.07 | 0.07 | 0.07 | 0.07 | 0.07 | 0.07 | 0.07 | 0.07 | 0.07 | 0.07 | 0.07 | 0.07 | 0.07 | 0.07 | 0.07 | 0.07 | 0.07 | 0.07 | 0.07 | 0.07 | 0.07 | 0.07 | 0.07 | 0.07 | 0.07 | 0.07
|  | Bristol Water - Lydford | Input | Ml/d | 2 | 0.01 | 0.01 | 0.01 | 0.01 | 0.01 | 0.01 | 0.01 | 0.01 | 0.01 | 0.01 | 0.01 | 0.01 | 0.01 | 0.01 | 0.01 | 0.01 | 0.01 | 0.01 | 0.01 | 0.01 | 0.01 | 0.01 | 0.01 | 0.01 | 0.01 | 0.01 | 0.01 | 0.01 | 0.01
|  | Bristol Water - Compton Dundon | Input | Ml/d | 2 | 1.07 | 1.07 | 1.07 | 1.07 | 1.07 | 1.07 | 1.07 | 1.07 | 1.07 | 1.07 | 1.07 | 1.07 | 1.07 | 1.07 | 1.07 | 1.07 | 1.07 | 1.07 | 1.07 | 1.07 | 1.07 | 1.07 | 1.07 | 1.07 | 1.07 | 1.07 | 1.07 | 1.07 | 1.07
|  | Bristol Water - Cowbridge | Input | Ml/d | 2 | 0 | 0 | 0 | 0 | 1.5 | 1.5 | 1.5 | 1.5 | 1.5 | 1.5 | 1.5 | 1.5 | 1.5 | 1.5 | 1.5 | 1.5 | 1.5 | 1.5 | 1.5 | 1.5 | 1.5 | 1.5 | 1.5 | 1.5 | 1.5 | 1.5 | 1.5 | 1.5 | 1.5
|  | SSE - Old Sarum | Input | Ml/d | 2 | 0.35 | 0.35 | 0.35 | 0.35 | 0.35 | 0.35 | 0.35 | 0.35 | 0.35 | 0.35 | 0.35 | 0.35 | 0.35 | 0.35 | 0.35 | 0.35 | 0.35 | 0.35 | 0.35 | 0.35 | 0.35 | 0.35 | 0.35 | 0.35 | 0.35 | 0.35 | 0.35 | 0.35 | 0.35
| - |  | - | Ml/d | 2 | - | - | - | - | bar: 2020-21 to 2044-45
| 7BL | Deployable Output (baseline profile without reductions) | sum(0.1Bl+0.2BL+0.3BL+0.4BL) | Ml/d | 2 | 514.17 | 514.17 | 514.17 | 514.17 | 514.17 | 514.17 | 514.17 | 514.17 | 514.17 | 514.17 | 514.17 | 514.17 | 514.17 | 514.17 | 514.17 | 514.17 | 514.17 | 514.17 | 514.17 | 514.17 | 514.17 | 514.17 | 514.17 | 514.17 | 514.17 | 514.17 | 514.17 | 514.17 | 514.17
Resource (and process) Losses | 8BL | Baseline forecast changes to Deployable Output | sum(8.1BL+8.2BL+8.3BL) | Ml/d | 2 | 0.41 | 0.41 | -24.58 | -24.57 | -25.76 | -25.75 | -25.74 | -25.73 | -25.72 | -25.71 | -25.7 | -25.69 | -25.69 | -25.68 | -25.67 | -25.66 | -25.65 | -25.64 | -25.63 | -25.62 | -25.61 | -25.6 | -25.59 | -25.58 | -25.57 | -25.56 | -25.55 | -25.54 | -25.53
| 8.1BL | Change in DO due to climate change | Input (reductions must be expressed as -ve) | Ml/d | 2 | 0.41 | 0.41 | 0.42 | 0.43 | 0.44 | 0.45 | 0.46 | 0.47 | 0.48 | 0.49 | 0.5 | 0.51 | 0.51 | 0.52 | 0.53 | 0.54 | 0.55 | 0.56 | 0.57 | 0.58 | 0.59 | 0.6 | 0.61 | 0.62 | 0.63 | 0.64 | 0.65 | 0.66 | 0.67
| 8.2BL | Reductions to restore sustainable abstraction | sum(8.2BL sub components) | Ml/d | 2 | 0 | 0 | -25 | -25 | -26.2 | -26.2 | -26.2 | -26.2 | -26.2 | -26.2 | -26.2 | -26.2 | -26.2 | -26.2 | -26.2 | -26.2 | -26.2 | -26.2 | -26.2 | -26.2 | -26.2 | -26.2 | -26.2 | -26.2 | -26.2 | -26.2 | -26.2 | -26.2 | -26.2
| 8.2BL+ | Brixton Deverill 13/43/23/238 | Input (zero or negative number) | Ml/d | 2 | 0 | 0 | -5 | -5 | -5 | -5 | -5 | -5 | -5 | -5 | -5 | -5 | -5 | -5 | -5 | -5 | -5 | -5 | -5 | -5 | -5 | -5 | -5 | -5 | -5 | -5 | -5 | -5 | -5
|  | Clarendon 13/43/26/G/104 | Input (zero or negative number) | Ml/d | 2 | 0 | 0 | -12 | -12 | -12 | -12 | -12 | -12 | -12 | -12 | -12 | -12 | -12 | -12 | -12 | -12 | -12 | -12 | -12 | -12 | -12 | -12 | -12 | -12 | -12 | -12 | -12 | -12 | -12
|  | Codford 13/43/23/G/212 | Input (zero or negative number) | Ml/d | 2 | 0 | 0 | -5 | -5 | -5 | -5 | -5 | -5 | -5 | -5 | -5 | -5 | -5 | -5 | -5 | -5 | -5 | -5 | -5 | -5 | -5 | -5 | -5 | -5 | -5 | -5 | -5 | -5 | -5
|  | Newton Toney 13/43/24/G/019 | Input (zero or negative number) | Ml/d | 2 | 0 | 0 | -1.5 | -1.5 | -1.5 | -1.5 | -1.5 | -1.5 | -1.5 | -1.5 | -1.5 | -1.5 | -1.5 | -1.5 | -1.5 | -1.5 | -1.5 | -1.5 | -1.5 | -1.5 | -1.5 | -1.5 | -1.5 | -1.5 | -1.5 | -1.5 | -1.5 | -1.5 | -1.5
|  | Fonthill Bishop 13/43/22/G/120 | Input (zero or negative number) | Ml/d | 2 | 0 | 0 | -1.5 | -1.5 | -1.5 | -1.5 | -1.5 | -1.5 | -1.5 | -1.5 | -1.5 | -1.5 | -1.5 | -1.5 | -1.5 | -1.5 | -1.5 | -1.5 | -1.5 | -1.5 | -1.5 | -1.5 | -1.5 | -1.5 | -1.5 | -1.5 | -1.5 | -1.5 | -1.5
|  | Dewlish | Input (zero or negative number) | Ml/d | 2 | 0 | 0 | 0 | 0 | -1.2 | -1.2 | -1.2 | -1.2 | -1.2 | -1.2 | -1.2 | -1.2 | -1.2 | -1.2 | -1.2 | -1.2 | -1.2 | -1.2 | -1.2 | -1.2 | -1.2 | -1.2 | -1.2 | -1.2 | -1.2 | -1.2 | -1.2 | -1.2 | -1.2
| - |  | - | - | 2 | - | - | - | - | - | - | - | - | - | - | - | - | - | - | - | - | - | - | - | - | - | - | - | - | - | - | - | - | -
| 8.3BL | Total other changes to DO (specify, e.g. nitrates): None | Input (reductions must be expressed as -ve) | Ml/d | 2 | 0 | 0 | 0 | 0 | 0 | 0 | 0 | 0 | 0 | 0 | 0 | 0 | 0 | 0 | 0 | 0 | 0 | 0 | 0 | 0 | 0 | 0 | 0 | 0 | 0 | 0 | 0 | 0 | 0
2
| - |  | - | - | 2 | - | - | - | - | - | - | - | - | - | - | - | - | - | - | - | - | - | - | - | - | - | - | - | - | - | - | - | - | -
| 9BL | Raw water losses, treatment works losses and operational use | Input | Ml/d | 2 | 4.65 | 4.65 | 4.65 | 4.65 | 4.65 | 4.65 | 4.65 | 4.65 | 4.65 | 4.65 | 4.65 | 4.65 | 4.65 | 4.65 | 4.65 | 4.65 | 4.65 | 4.65 | 4.65 | 4.65 | 4.65 | 4.65 | 4.65 | 4.65 | 4.65 | 4.65 | 4.65 | 4.65 | 4.65
| 10BL | Outage allowance | Input | Ml/d | 2 | 26.59 | 26.59 | 26.59 | 26.59 | 26.59 | 26.59 | 26.59 | 26.59 | 26.59 | 26.59 | 26.59 | 26.59 | 26.59 | 26.59 | 26.59 | 26.59 | 26.59 | 26.59 | 26.59 | 26.59 | 26.59 | 26.59 | 26.59 | 26.59 | 26.59 | 26.59 | 26.59 | 26.59 | 26.59
|  | Company: | Wessex Water
|  | Resource Zone Name: | Supply Area
|  | Resource Zone Number: | 1
|  | Planning Scenario Name: | Dry Year Critical Period
|  | Chosen Level of Service: | Company

## 3. BL Demand
Table 3: Baseline demand
| Row ref | Component | Derivation | Unit | Decimal places | 2017-18 | For info 2017-18 | For info 2018-19 | For info 2019-20 | 2020-21 | 2021-22 | 2022-23 | 2023-24 | 2024-25 | 2025-26 | 2026-27 | 2027-28 | 2028-29 | 2029-2030 | 2030-2031 | 2031-2032 | 2032-33 | 2033-34 | 2034-35 | 2035-36 | 2036-37 | 2037-38 | 2038-39 | 2039-40 | 2040-41 | 2041-42 | 2042-43 | 2043-44 | 2044-45
Consumption | 19BL | Water delivered measured non-household | Input | Ml/d | 2 | 98.8033 | 98.8033 | 97.6765 | 96.5497 | 95.423 | 94.2963 | 93.1696 | 92.0429 | 90.9162 | 89.8836 | 89.5094 | 88.8347 | 88.16 | 87.5256 | 86.9005 | 86.2872 | 85.6753 | 85.08 | 84.5186 | 83.9547 | 83.3911 | 82.8531 | 82.3199 | 81.8015 | 81.3994 | 81.0202 | 80.6635 | 80.3289 | 80.0162
| 20BL | Water delivered unmeasured non- household | Input | Ml/d | 2 | 5.9459 | 5.9459 | 5.4816 | 5.2966 | 5.1152 | 4.9422 | 4.7716 | 4.6065 | 4.4517 | 4.3029 | 4.1498 | 4.0054 | 3.8532 | 3.7044 | 3.5611 | 3.4193 | 3.2801 | 3.1484 | 3.0194 | 2.8945 | 2.7739 | 2.6571 | 2.5438 | 2.4352 | 2.3332 | 2.2372 | 2.1437 | 2.0542 | 1.97
| 21BL | Water delivered measured household | Input | Ml/d | 2 | 111.8728 | 111.8728 | 118.7124 | 125.1084 | 130.5495 | 135.5405 | 140.4512 | 144.9182 | 149.0837 | 153.3071 | 156.9586 | 160.5349 | 163.8856 | 166.8861 | 169.7412 | 172.4424 | 175.1756 | 177.5735 | 179.8405 | 181.9817 | 184.2597 | 186.2186 | 188.0377 | 189.795 | 191.6465 | 193.4504 | 195.4481 | 197.1668 | 198.8457
| 22BL | Water delivered unmeasured household | Input | Ml/d | 2 | 125.0852 | 125.0852 | 119.6311 | 114.8046 | 109.573 | 104.8934 | 100.428 | 96.2932 | 92.6385 | 89.1448 | 85.8664 | 82.9161 | 80.0406 | 77.3416 | 74.8036 | 72.4122 | 70.155 | 68.1128 | 66.0891 | 64.1701 | 62.3479 | 60.6153 | 58.9658 | 57.3937 | 55.925 | 54.5932 | 53.2497 | 51.9638 | 50.7974
| 23BL | Measured Non Household - Consumption | 19BL-34BL | Ml/d | 2 | 98.4903 | 98.4903 | 97.3635 | 96.2367 | 95.11 | 93.9834 | 92.8568 | 91.7303 | 90.6038 | 89.5715 | 89.1976 | 88.5232 | 87.8488 | 87.2148 | 86.5902 | 85.9773 | 85.3658 | 84.7711 | 84.2102 | 83.6469 | 83.0839 | 82.5465 | 82.0139 | 81.496 | 81.0946 | 80.7161 | 80.3601 | 80.0262 | 79.7142
| 24BL | Unmeasured Non Household - Consumption | 20BL-35BL | Ml/d | 2 | 5.8023 | 5.8023 | 5.3442 | 5.1653 | 4.9896 | 4.8222 | 4.6569 | 4.4968 | 4.3468 | 4.2026 | 4.0539 | 3.9138 | 3.7656 | 3.6207 | 3.481 | 3.3427 | 3.207 | 3.0785 | 2.9526 | 2.8306 | 2.7127 | 2.5987 | 2.4879 | 2.3818 | 2.2822 | 2.1884 | 2.097 | 2.0096 | 1.9273
| 25BL | Measured Household - Consumption | 21BL-36BL | Ml/d | 2 | 108.4318 | 108.4318 | 115.0917 | 121.3189 | 126.6003 | 131.444 | 136.2169 | 140.5539 | 144.5974 | 148.7036 | 152.2477 | 155.7185 | 158.9751 | 161.8858 | 164.6545 | 167.2733 | 169.9287 | 172.2523 | 174.4485 | 176.5221 | 178.7346 | 180.6306 | 182.3905 | 184.0902 | 185.8853 | 187.634 | 189.5775 | 191.2432 | 192.87
| 26BL | Unmeasured Household - Consumption | 22BL-37BL | Ml/d | 2 | 116.9595 | 116.9595 | 111.9618 | 107.55 | 102.6971 | 98.3643 | 94.2172 | 90.3753 | 86.9909 | 83.747 | 80.7003 | 77.9651 | 75.2898 | 72.7776 | 70.414 | 68.1859 | 66.0819 | 64.1836 | 62.2952 | 60.5037 | 58.8017 | 57.1827 | 55.6407 | 54.1703 | 52.7982 | 51.558 | 50.3015 | 49.0985 | 48.0109
| 27 - | Percentage of consumption driven by climate change | Input | % | 1 | 0 | 0 | 0 | 0 | 0 | 0 | 0 | 0 | 0 | 0 | 0 | 0 | 0 | 0 | 0 | 0 | 0 | 0 | 0 | 0 | 0 | 0 | 0 | 0 | 0 | 0 | 0 | 0 | 0
| 28 - | Volume of consumption driven by climate change |  | Ml/d | 1 | 0 | 0 | 0 | 0 | 0 | 0 | 0 | 0 | 0 | 0 | 0 | 0 | 0 | 0 | 0 | 0 | 0 | 0 | 0 | 0 | 0 | 0 | 0 | 0 | 0 | 0 | 0 | 0 | 0
PCC and consumption by component | 29BL | Measured Household - PCC | (25BL*1,000,000)/(51BL*1,000) | l/h/d | 1 | 145.4 | 145.4 | 146.7 | 147.9 | 148.1 | 148.3 | 148.6 | 148.7 | 148.8 | 149.1 | 149.2 | 149.3 | 149.6 | 149.7 | 149.8 | 150 | 150.2 | 150.3 | 150.4 | 150.4 | 150.6 | 150.6 | 150.6 | 150.6 | 150.7 | 150.7 | 151 | 151.1 | 151.1
| 29.1BL | Measured toilet flushing | Input | l/h/d | 1 | 25.0348 | 25.0348 | 25.0284 | 25.0099 | 24.9787 | 24.9245 | 24.888 | 24.8442 | 24.7901 | 24.7375 | 24.6831 | 24.6398 | 24.5875 | 24.5372 | 24.4864 | 24.4406 | 24.3918 | 24.337 | 24.2765 | 24.212 | 24.1474 | 24.0805 | 24.0064 | 23.9309 | 23.9745 | 24.0177 | 24.0604 | 24.1026 | 24.1443
| 29.2BL | Measured personal washing | Input | l/h/d | 1 | 59.6529 | 59.6529 | 60.6209 | 61.5801 | 61.5438 | 61.6145 | 61.7514 | 61.8723 | 61.9691 | 62.0814 | 62.1548 | 62.2576 | 62.3393 | 62.4278 | 62.5018 | 62.5895 | 62.6708 | 62.7377 | 62.7912 | 62.8354 | 62.8803 | 62.9201 | 62.942 | 62.9612 | 62.9791 | 62.9955 | 63.0105 | 63.0238 | 63.0356
| 29.3BL | Measured clothes washing | Input | l/h/d | 1 | 15.8989 | 15.8989 | 15.9199 | 15.9284 | 15.9323 | 15.9139 | 15.8924 | 15.862 | 15.8249 | 15.7931 | 15.7559 | 15.7257 | 15.6942 | 15.6595 | 15.6245 | 15.5927 | 15.5635 | 15.5259 | 15.4846 | 15.4409 | 15.4016 | 15.3562 | 15.3063 | 15.2554 | 15.2041 | 15.1521 | 15.1043 | 15.0512 | 14.9976
| 29.4BL | Measured dish washing | Input | l/h/d | 1 | 7.233 | 7.233 | 7.2509 | 7.2393 | 7.2479 | 7.2222 | 7.2175 | 7.1845 | 7.1475 | 7.178 | 7.1822 | 7.1895 | 7.2199 | 7.2249 | 7.2297 | 7.2357 | 7.267 | 7.2701 | 7.2714 | 7.2713 | 7.2976 | 7.2965 | 7.293 | 7.289 | 7.2846 | 7.2797 | 7.3011 | 7.2953 | 7.2891
| 29.5BL | Measured miscellaneous internal use | Input | l/h/d | 1 | 12.179 | 12.179 | 12.2655 | 12.3298 | 12.4046 | 12.4491 | 12.5053 | 12.5411 | 12.572 | 12.6214 | 12.6529 | 12.6902 | 12.7411 | 12.7756 | 12.8102 | 12.8477 | 12.9021 | 12.9356 | 12.9665 | 12.9954 | 13.0431 | 13.0714 | 13.096 | 13.1201 | 13.144 | 13.1677 | 13.21 | 13.2332 | 13.2561
| 29.6BL | Measured external use | Input | l/h/d | 1 | 25.3843 | 25.3843 | 25.6523 | 25.7867 | 26.0326 | 26.1259 | 26.3346 | 26.41 | 26.475 | 26.6712 | 26.7376 | 26.8166 | 27.0177 | 27.0908 | 27.1642 | 27.2438 | 27.4547 | 27.526 | 27.5916 | 27.6532 | 27.8519 | 27.9123 | 27.9648 | 28.0163 | 28.0674 | 28.1179 | 28.3074 | 28.357 | 28.4061
| 30BL | Unmeasured Household - PCC | (26BL*1,000,000)/(52BL*1,000) | l/h/d | 1 | 214.1 | 214.1 | 216.3 | 218.8 | 219.5 | 220.2 | 220.5 | 220.7 | 221.3 | 221.7 | 221.9 | 222.6 | 222.9 | 223.2 | 223.5 | 223.8 | 224.1 | 224.7 | 224.9 | 225 | 225.2 | 225.3 | 225.3 | 225.3 | 225.5 | 225.9 | 226 | 226.1 | 226.5
| 30.1BL | Unmeasured toilet flushing | Input | l/h/d | 1 | 25.2694 | 25.2694 | 25.3246 | 25.3664 | 25.3926 | 25.3872 | 25.3678 | 25.3398 | 25.2992 | 25.2611 | 25.2202 | 25.1897 | 25.1489 | 25.1097 | 25.0787 | 25.0518 | 25.0208 | 24.9824 | 24.9366 | 24.8852 | 24.8325 | 24.7763 | 24.711 | 24.643 | 24.708 | 24.7716 | 24.8339 | 24.8951 | 24.955
| 30.2BL | Unmeasured personal washing | Input | l/h/d | 1 | 80.1414 | 80.1414 | 81.8953 | 83.6457 | 84.0059 | 84.2557 | 84.465 | 84.6524 | 84.9419 | 85.283 | 85.5638 | 85.8818 | 86.1664 | 86.4577 | 86.7373 | 87.0345 | 87.3205 | 87.5837 | 87.8242 | 88.0478 | 88.2693 | 88.4809 | 88.6628 | 88.8373 | 89.0064 | 89.1702 | 89.3293 | 89.4839 | 89.6338
| 30.3BL | Unmeasured clothes washing | Input | l/h/d | 1 | 12.8296 | 12.8296 | 12.8243 | 12.8592 | 12.839 | 12.8497 | 12.8063 | 12.7587 | 12.7509 | 12.6966 | 12.641 | 12.636 | 12.5804 | 12.5256 | 12.4703 | 12.4175 | 12.3631 | 12.349 | 12.2878 | 12.2244 | 12.1607 | 12.0958 | 12.027 | 11.9574 | 11.8873 | 11.8574 | 11.786 | 11.7142 | 11.6819
| 30.4BL | Unmeasured dish washing | Input | l/h/d | 1 | 5.7429 | 5.7429 | 5.7214 | 5.7169 | 5.6872 | 5.6703 | 5.6288 | 5.5847 | 5.5574 | 5.5439 | 5.5297 | 5.5375 | 5.5229 | 5.5085 | 5.4937 | 5.4797 | 5.4649 | 5.4676 | 5.4494 | 5.43 | 5.4102 | 5.3897 | 5.3672 | 5.3442 | 5.3206 | 5.315 | 5.2905 | 5.2656 | 5.2583
| 30.5BL | Unmeasured miscellaneous internal use | Input | l/h/d | 1 | 25.1018 | 25.1018 | 25.2769 | 25.4619 | 25.6107 | 25.7506 | 25.8551 | 25.9516 | 26.0574 | 26.1412 | 26.2226 | 26.3371 | 26.4194 | 26.5037 | 26.5871 | 26.6761 | 26.7617 | 26.8621 | 26.934 | 27.0007 | 27.067 | 27.1304 | 27.1848 | 27.237 | 27.2877 | 27.3579 | 27.4058 | 27.4523 | 27.5184
| 30.6BL | Unmeasured external use | Input | l/h/d | 1 | 64.996 | 64.996 | 65.266 | 65.7437 | 65.9429 | 66.3031 | 66.3864 | 66.4489 | 66.7197 | 66.7487 | 66.7712 | 67.0628 | 67.0868 | 67.1157 | 67.1423 | 67.1826 | 67.2144 | 67.4664 | 67.4628 | 67.4466 | 67.4292 | 67.4046 | 67.3579 | 67.3062 | 67.2509 | 67.424 | 67.3614 | 67.296 | 67.4581
| 31BL | Average Household - PCC | ((25BL+26BL)*1,000,000))/(51BL+52BL*1,000) | l/h/d | 1 | 174.4287 | 174.4287 | 174.3965 | 174.4457 | 173.3799 | 172.3596 | 171.4533 | 170.4835 | 169.6691 | 169.0243 | 168.284 | 167.7518 | 167.2835 | 166.7447 | 166.2346 | 165.7998 | 165.5296 | 165.1737 | 164.7447 | 164.3178 | 164.0683 | 163.6768 | 163.2615 | 162.8568 | 162.5868 | 162.3767 | 162.2889 | 162.0504 | 161.865
| 32BL | Water Taken Unbilled | Input | Ml/d | 2 | 6.1828 | 6.1828 | 6.2184 | 6.2586 | 6.2626 | 6.2708 | 6.275 | 6.2791 | 6.2852 | 6.2848 | 6.2844 | 6.2881 | 6.2878 | 6.2875 | 6.2867 | 6.2859 | 6.2851 | 6.2882 | 6.2875 | 6.2867 | 6.286 | 6.2853 | 6.2846 | 6.2839 | 6.2813 | 6.2826 | 6.28 | 6.2774 | 6.2787
| 33BL | Distribution System Operational Use | Input | Ml/d | 2 | 2.89 | 2.89 | 2.7 | 2.7 | 2.7 | 2.7 | 2.7 | 2.7 | 2.7 | 2.7 | 2.7 | 2.7 | 2.7 | 2.7 | 2.7 | 2.7 | 2.7 | 2.7 | 2.7 | 2.7 | 2.7 | 2.7 | 2.7 | 2.7 | 2.7 | 2.7 | 2.7 | 2.7 | 2.7
Leakage | 34BL | Measured Non Household - USPL | Input | Ml/d | 2 | 0.31295 | 0.31295 | 0.31301 | 0.31302 | 0.31298 | 0.31289 | 0.31276 | 0.31259 | 0.31238 | 0.31212 | 0.31184 | 0.31152 | 0.31116 | 0.31077 | 0.31036 | 0.30991 | 0.30943 | 0.30893 | 0.3084 | 0.30785 | 0.30728 | 0.30668 | 0.30606 | 0.30542 | 0.30476 | 0.30409 | 0.30339 | 0.30268 | 0.30195
| 35BL | Unmeasured Non Household - USPL | Input | Ml/d | 2 | 0.14369 | 0.14369 | 0.13737 | 0.13133 | 0.12555 | 0.12002 | 0.11474 | 0.10969 | 0.10487 | 0.10025 | 0.095843 | 0.091626 | 0.087594 | 0.08374 | 0.080056 | 0.076533 | 0.073166 | 0.069946 | 0.066869 | 0.063926 | 0.061114 | 0.058425 | 0.055854 | 0.053396 | 0.051047 | 0.048801 | 0.046654 | 0.044601 | 0.042638
| 36BL | Measured Household - USPL | Input | Ml/d | 2 | 3.4409 | 3.4409 | 3.6207 | 3.7896 | 3.9493 | 4.0965 | 4.2343 | 4.3643 | 4.4862 | 4.6035 | 4.7109 | 4.8164 | 4.9105 | 5.0003 | 5.0867 | 5.1691 | 5.2468 | 5.3212 | 5.392 | 5.4596 | 5.5251 | 5.588 | 5.6472 | 5.7048 | 5.7612 | 5.8164 | 5.8705 | 5.9236 | 5.9757
| 37BL | Unmeasured Household - USPL | Input | Ml/d | 2 | 8.1256 | 8.1256 | 7.6693 | 7.2546 | 6.8759 | 6.5291 | 6.2108 | 5.9179 | 5.6476 | 5.3977 | 5.1661 | 4.951 | 4.7508 | 4.564 | 4.3896 | 4.2263 | 4.0731 | 3.9293 | 3.794 | 3.6665 | 3.5462 | 3.4326 | 3.3251 | 3.2233 | 3.1268 | 3.0352 | 2.9481 | 2.8653 | 2.7865
| 38BL | Void Properties - USPL | Input | Ml/d | 2 | 0.48183 | 0.48183 | 0.48183 | 0.48183 | 0.48183 | 0.48183 | 0.48183 | 0.48183 | 0.48183 | 0.48183 | 0.48183 | 0.48183 | 0.48183 | 0.48183 | 0.48183 | 0.48183 | 0.48183 | 0.48183 | 0.48183 | 0.48183 | 0.48183 | 0.48183 | 0.48183 | 0.48183 | 0.48183 | 0.48183 | 0.48183 | 0.48183 | 0.48183
| 39BL | Distribution Losses | Input | Ml/d | 2 | 67.155 | 67.155 | 66.6675 | 66.1874 | 66.1874 | 66.1874 | 66.1874 | 66.1874 | 66.1874 | 66.1874 | 66.1874 | 66.1874 | 66.1874 | 66.1874 | 66.1874 | 66.1874 | 66.1874 | 66.1874 | 66.1874 | 66.1874 | 66.1874 | 66.1874 | 66.1874 | 66.1874 | 66.1874 | 66.1874 | 66.1874 | 66.1874 | 66.1874
| 40BL | Total Leakage | sum(34BL:39BL) | Ml/d | 2 | 79.66 | 79.66 | 78.8897 | 78.1577 | 77.9329 | 77.7278 | 77.5419 | 77.3737 | 77.2203 | 77.0829 | 76.954 | 76.8398 | 76.7293 | 76.6281 | 76.5359 | 76.451 | 76.3718 | 76.2985 | 76.2305 | 76.1671 | 76.1089 | 76.0549 | 76.0034 | 75.9562 | 75.9131 | 75.8737 | 75.8379 | 75.8054 | 75.776
| 41BL | Total Leakage | (40BL*1,000,000)/(48BL*1,000) | l/prop/d | 2 | 130.3487 | 130.3487 | 127.6302 | 125.0508 | 123.34 | 121.789 | 120.3482 | 118.9927 | 117.733 | 116.5129 | 115.4239 | 114.3373 | 113.407 | 112.5207 | 111.6659 | 110.8547 | 110.0968 | 109.375 | 108.6907 | 108.0424 | 107.4139 | 106.8125 | 106.2545 | 105.7097 | 105.1755 | 104.6512 | 104.1365 | 103.6309 | 103.134
Customer: Properties | 42BL | Measured non-households - properties | Input (total, excluding voids) | 000's | 2 | 42.87 | 42.87 | 42.8779 | 42.8789 | 42.8734 | 42.8615 | 42.8437 | 42.8202 | 42.7911 | 42.7568 | 42.7175 | 42.6734 | 42.6247 | 42.5717 | 42.5144 | 42.4532 | 42.3881 | 42.3194 | 42.2471 | 42.1716 | 42.0928 | 42.011 | 41.9262 | 41.8387 | 41.7485 | 41.6557 | 41.5605 | 41.463 | 41.3632
| 43BL | Unmeasured non-households - properties | Input (total, excluding voids) | 000's | 2 | 3.548 | 3.548 | 3.3919 | 3.2426 | 3.1 | 2.9636 | 2.8332 | 2.7085 | 2.5893 | 2.4754 | 2.3665 | 2.2624 | 2.1628 | 2.0677 | 1.9767 | 1.8897 | 1.8066 | 1.7271 | 1.6511 | 1.5784 | 1.509 | 1.4426 | 1.3791 | 1.3184 | 1.2604 | 1.205 | 1.1519 | 1.1013 | 1.0528
| 44BL | All void non-households - properties | Input (voids in each year) | 000's | 2 | 0.138 | 0.138 | 0.138 | 0.138 | 0.138 | 0.138 | 0.138 | 0.138 | 0.138 | 0.138 | 0.138 | 0.138 | 0.138 | 0.138 | 0.138 | 0.138 | 0.138 | 0.138 | 0.138 | 0.138 | 0.138 | 0.138 | 0.138 | 0.138 | 0.138 | 0.138 | 0.138 | 0.138 | 0.138
| 45BL | Total measured households - properties (excl void) | Pre-plan year = input. Forecast years = Previous year 45BL + sum(45.1BL:45.6BL) | 000's | 2 | 352.182 | 352.182 | 370.579 | 387.8639 | 404.2091 | 419.282 | 433.3853 | 446.6932 | 459.1688 | 471.1758 | 482.1677 | 492.965 | 502.5955 | 511.7844 | 520.6285 | 529.0589 | 537.0159 | 544.6242 | 551.879 | 558.7965 | 565.498 | 571.9357 | 577.9917 | 583.8932 | 589.6643 | 595.3143 | 600.8516 | 606.2839 | 611.6181
| 45.1BL | New build properties - properties | Input (new builds in each year) | 000's | 2 | 0 | 0 | 7.1293 | 7.0449 | 6.9944 | 6.5113 | 6.2439 | 6.0748 | 5.8028 | 5.8366 | 5.2732 | 5.4857 | 4.6867 | 4.5784 | 4.5361 | 4.3979 | 4.1757 | 4.0567 | 3.9138 | 3.7699 | 3.7318 | 3.6323 | 3.4023 | 3.3881 | 3.388 | 3.3879 | 3.3879 | 3.3878 | 3.3878
| 45.2BL | Meter optants - properties | Input (meter optants in each year) | 000's | 2 | 0 | 0 | 5.2457 | 4.8217 | 4.46 | 4.1333 | 3.8374 | 3.5687 | 3.3241 | 3.101 | 2.8969 | 2.7099 | 2.5382 | 2.3801 | 2.2344 | 2.0999 | 1.9754 | 1.86 | 1.753 | 1.6535 | 1.5609 | 1.4746 | 1.3941 | 1.3189 | 1.2486 | 1.1828 | 1.1211 | 1.0633 | 1.009
| 45.3BL | Compulsory metering - properties | Input (compulsory meters in each year) | 000's | 2 | 0 | 0 | 0 | 0 | 0 | 0 | 0 | 0 | 0 | 0 | 0 | 0 | 0 | 0 | 0 | 0 | 0 | 0 | 0 | 0 | 0 | 0 | 0 | 0 | 0 | 0 | 0 | 0 | 0
| 45.4BL | Metering on change of occupancy - properties | Input (change of occupancy meters in each year) | 000's | 2 | 0 | 0 | 6.022 | 5.4183 | 4.8908 | 4.4284 | 4.0221 | 3.6644 | 3.3487 | 3.0694 | 2.8218 | 2.6017 | 2.4056 | 2.2304 | 2.0735 | 1.9327 | 1.8059 | 1.6915 | 1.588 | 1.4941 | 1.4087 | 1.3308 | 1.2596 | 1.1944 | 1.1345 | 1.0793 | 1.0283 | 0.98118 | 0.93747
| 45.5BL | Selective metering - properties | Input (selective meters in each year) | 000's | 2 | 0 | 0 | 0 | 0 | 0 | 0 | 0 | 0 | 0 | 0 | 0 | 0 | 0 | 0 | 0 | 0 | 0 | 0 | 0 | 0 | 0 | 0 | 0 | 0 | 0 | 0 | 0 | 0 | 0
| 45.6BL | Other changes to existing metering - properties | Input (other changes to meters in each year) | 000's | 2 | 0 | 0 | 0 | 0 | 0 | 0 | 0 | 0 | 0 | 0 | 0 | 0 | 0 | 0 | 0 | 0 | 0 | 0 | 0 | 0 | 0 | 0 | 0 | 0 | 0 | 0 | 0 | 0 | 0
| 45.7BL | Measured void households - properties | Input (voids in each year) | 000's | 2 | 6.253 | 6.253 | 6.253 | 6.253 | 6.253 | 6.253 | 6.253 | 6.253 | 6.253 | 6.253 | 6.253 | 6.253 | 6.253 | 6.253 | 6.253 | 6.253 | 6.253 | 6.253 | 6.253 | 6.253 | 6.253 | 6.253 | 6.253 | 6.253 | 6.253 | 6.253 | 6.253 | 6.253 | 6.253
| 46BL | Unmeasured households - properties (excl void) | Input (total) | 000's | 2 | 200.633 | 200.633 | 189.3653 | 179.1253 | 169.7745 | 161.2129 | 153.3534 | 146.1203 | 139.4475 | 133.2772 | 127.5584 | 122.2468 | 117.3031 | 112.6925 | 108.3845 | 104.352 | 100.5706 | 97.0191 | 93.6781 | 90.5305 | 87.5609 | 84.7554 | 82.1017 | 79.5883 | 77.2052 | 74.9432 | 72.7937 | 70.7493 | 68.8029
| 47BL | Unmeasured void households - properties | Input (voids in each year) | 000's | 2 | 5.506 | 5.506 | 5.506 | 5.506 | 5.506 | 5.506 | 5.506 | 5.506 | 5.506 | 5.506 | 5.506 | 5.506 | 5.506 | 5.506 | 5.506 | 5.506 | 5.506 | 5.506 | 5.506 | 5.506 | 5.506 | 5.506 | 5.506 | 5.506 | 5.506 | 5.506 | 5.506 | 5.506 | 5.506
| 48BL | Total Resource Zone Properties (incl voids) | SUM(42BL:45BL)+45.7BL+46BL+47BL | 000's | 2 | 611.13 | 611.13 | 618.111 | 625.0077 | 631.8539 | 638.2169 | 644.3126 | 650.2392 | 655.8938 | 661.5821 | 666.7072 | 672.0446 | 676.5831 | 681.0133 | 685.4011 | 689.6508 | 693.6782 | 697.5867 | 701.3523 | 704.974 | 708.5576 | 712.0417 | 715.2957 | 718.5356 | 721.7755 | 725.0152 | 728.2548 | 731.4944 | 734.734
Customer: Population | 49BL | Measured Non Household - Population | Input (total) | 000's | 2 | 19.9763 | 19.9763 | 20.8553 | 21.6538 | 22.4341 | 23.1978 | 23.946 | 24.6794 | 25.3982 | 26.1029 | 26.794 | 27.4698 | 28.1306 | 28.7748 | 29.4022 | 30.0135 | 30.608 | 31.1859 | 31.7479 | 32.2946 | 32.8264 | 33.3437 | 33.847 | 34.3366 | 34.8131 | 35.2771 | 35.7291 | 36.1698 | 36.5995
| 50BL | Unmeasured Non Household - Population | Input (total) | 000's | 2 | 19.9763 | 19.9763 | 18.1483 | 17.7339 | 17.3567 | 17.006 | 16.667 | 16.3373 | 16.0158 | 15.7056 | 15.3591 | 15.0191 | 14.6404 | 14.2608 | 13.8918 | 13.5126 | 13.1342 | 12.7723 | 12.4245 | 12.0863 | 11.7575 | 11.4374 | 11.1267 | 10.8296 | 10.5456 | 10.274 | 10.0145 | 9.7663 | 9.529
| 51BL | Measured Household - Population | Input (total) | 000's | 2 | 745.8359 | 745.8359 | 784.3359 | 820.4194 | 854.5998 | 886.6364 | 916.7347 | 945.1278 | 971.8974 | 997.4568 | 1020.6559 | 1042.8545 | 1062.6704 | 1081.2876 | 1099.039 | 1115.5263 | 1130.9744 | 1145.8105 | 1160.0367 | 1173.6197 | 1186.6444 | 1199.1121 | 1211.0245 | 1222.5968 | 1233.8583 | 1244.8303 | 1255.5323 | 1265.9821 | 1276.1958
| 52BL | Unmeasured Household - Population | Input (total) | 000's | 2 | 546.3331 | 546.3331 | 517.6024 | 491.5588 | 467.915 | 446.6707 | 427.2708 | 409.4268 | 393.0433 | 377.7928 | 363.5992 | 350.1768 | 337.7363 | 326.0338 | 315.0382 | 304.6158 | 294.8171 | 285.6269 | 276.9969 | 268.8637 | 261.1448 | 253.8322 | 246.951 | 240.4096 | 234.179 | 228.2377 | 222.5663 | 217.1469 | 211.9636
| 53BL | Total Resource Zone Population | Sum(49BL:52BL) | 000's | 2 | 1332.1216 | 1332.1216 | 1340.9419 | 1351.3658 | 1362.3056 | 1373.5108 | 1384.6186 | 1395.5713 | 1406.3547 | 1417.0581 | 1426.4081 | 1435.5202 | 1443.1777 | 1450.357 | 1457.3712 | 1463.6682 | 1469.5338 | 1475.3957 | 1481.2059 | 1486.8643 | 1492.3732 | 1497.7255 | 1502.9491 | 1508.1726 | 1513.396 | 1518.6191 | 1523.8422 | 1529.0651 | 1534.2879
Occupancy | 54BL | Measured Household - Occupancy Rate (average) (excl voids) | 51BL/45BL | h/prop | 1 | 2.1178 | 2.1178 | 2.1165 | 2.1152 | 2.1143 | 2.1147 | 2.1153 | 2.1158 | 2.1166 | 2.117 | 2.1168 | 2.1155 | 2.1144 | 2.1128 | 2.111 | 2.1085 | 2.106 | 2.1039 | 2.102 | 2.1003 | 2.0984 | 2.0966 | 2.0952 | 2.0939 | 2.0925 | 2.091 | 2.0896 | 2.0881 | 2.0866
| 55BL | Unmeasured Household - Occupancy Rate | 52BL/46BL | h/prop | 1 | 2.723 | 2.723 | 2.7334 | 2.7442 | 2.7561 | 2.7707 | 2.7862 | 2.802 | 2.8186 | 2.8346 | 2.8505 | 2.8645 | 2.8792 | 2.8931 | 2.9067 | 2.9191 | 2.9314 | 2.944 | 2.9569 | 2.9699 | 2.9824 | 2.9949 | 3.0079 | 3.0207 | 3.0332 | 3.0455 | 3.0575 | 3.0692 | 3.0807
Metering | 56BL | Total Household Metering penetration (excl. voids) | 45BL/45BL+46BL | % | 0 | 63.71% | 63.71% | 66.18% | 68.41% | 70.42% | 72.23% | 73.86% | 75.35% | 76.71% | 77.95% | 79.08% | 80.13% | 81.08% | 81.95% | 82.77% | 83.53% | 84.23% | 84.88% | 85.49% | 86.06% | 86.59% | 87.09% | 87.56% | 88% | 88.42% | 88.82% | 89.19% | 89.55% | 89.89%
| 57BL | Total Household Metering penetration (incl. voids) | 45BL/(45BL+45.7BL+46BL+47BL) | % | 0 | 62.38% | 62.38% | 64.82% | 67.02% | 69.01% | 70.79% | 72.41% | 73.89% | 75.23% | 76.46% | 77.58% | 78.63% | 79.57% | 80.44% | 81.25% | 82% | 82.7% | 83.35% | 83.96% | 84.53% | 85.06% | 85.56% | 86.03% | 86.47% | 86.89% | 87.29% | 87.66% | 88.02% | 88.36%
|  | Company: | Wessex Water
|  | Resource Zone Name: | Supply Area
|  | Resource Zone Number: | 1
|  | Planning Scenario Name: | Dry Year Critical Period
|  | Chosen Level of Service: | Company

## 4. BL SDB
Table 4: Baseline supply demand balance
| Row ref | Component | Derivation | Unit | Decimal places | 2017-18 | For info 2017-18 | For info 2018-19 | For info 2019-20 | 2020-21 | 2021-22 | 2022-23 | 2023-24 | 2024-25 | 2025-26 | 2026-27 | 2027-28 | 2028-29 | 2029-2030 | 2030-2031 | 2031-2032 | 2032-33 | 2033-34 | 2034-35 | 2035-36 | 2036-37 | 2037-38 | 2038-39 | 2039-40 | 2040-41 | 2041-42 | 2042-43 | 2043-44 | 2044-45
SDB | 11BL | Distribution input | 19BL+20BL+21BL+22BL+32BL+33BL+38BL+39BL | Ml/d | 2 | 418.4167 | 418.4167 | 417.5692 | 417.3873 | 416.2926 | 415.3124 | 414.4647 | 413.5091 | 412.7445 | 412.2923 | 412.1379 | 411.9485 | 411.5964 | 411.1145 | 410.6622 | 410.2161 | 409.9403 | 409.5722 | 409.1243 | 408.657 | 408.4278 | 407.9987 | 407.521 | 407.0785 | 406.9547 | 406.9528 | 407.1541 | 407.1604 | 407.2771
| 12BL | Water Available For Use (own sources) | (7BL+8BL)-(9BL+10BL) | Ml/d | 2 | 483.34 | 483.34 | 458.35 | 458.36 | 457.17 | 457.18 | 457.19 | 457.2 | 457.21 | 457.22 | 457.23 | 457.24 | 457.24 | 457.25 | 457.26 | 457.27 | 457.28 | 457.29 | 457.3 | 457.31 | 457.32 | 457.33 | 457.34 | 457.35 | 457.36 | 457.37 | 457.38 | 457.39 | 457.4
| 13BL | Total Water Available For Use | 12BL+(2BL+3BL)-(5BL+6BL) | Ml/d | 2 | 498.35 | 498.35 | 473.36 | 473.37 | 470.68 | 470.69 | 470.7 | 470.71 | 470.72 | 463.76 | 463.77 | 463.78 | 463.78 | 463.79 | 463.8 | 463.81 | 463.82 | 463.83 | 463.84 | 463.85 | 463.86 | 463.87 | 463.88 | 463.89 | 463.9 | 463.91 | 463.92 | 463.93 | 463.94
| 14BL | Target headroom (climate change component) | Input | Ml/d | 2 | 1.7636 | 1.7595 | 1.8914 | 1.9779 | 1.8 | 1.8614 | 1.9899 | 2.1541 | 2.2401 | 2.3443 | 2.4464 | 2.5511 | 2.6674 | 2.7622 | 2.894 | 3.007 | 3.1016 | 3.2566 | 3.3724 | 3.5186 | 3.684 | 3.8483 | 4.0276 | 4.2166 | 4.444 | 4.6141 | 4.864 | 5.0779 | 5.3573
| 15BL | Target headroom (All other components) | Input | Ml/d | 2 | 28.5412 | 28.474 | 28.2808 | 28.1812 | 28.28 | 28.1478 | 27.9581 | 27.7248 | 27.5835 | 27.4466 | 27.3334 | 27.215 | 27.0733 | 26.9436 | 26.7792 | 26.6339 | 26.5194 | 26.3378 | 26.1896 | 26.0096 | 25.8277 | 25.6324 | 25.4186 | 25.1977 | 24.9613 | 24.7911 | 24.5557 | 24.3423 | 24.0713
| 16BL | Target Headroom | 14BL+15BL | Ml/d | 2 | 30.3048 | 30.2335 | 30.1722 | 30.1591 | 30.08 | 30.0092 | 29.9479 | 29.8789 | 29.8236 | 29.791 | 29.7798 | 29.7661 | 29.7407 | 29.7058 | 29.6732 | 29.6409 | 29.621 | 29.5944 | 29.562 | 29.5283 | 29.5117 | 29.4807 | 29.4462 | 29.4142 | 29.4053 | 29.4051 | 29.4197 | 29.4201 | 29.4286
| 17BL | Available Headroom | 13BL-11BL | Ml/d | 2 | 79.9333 | 79.9333 | 55.7908 | 55.9827 | 54.3874 | 55.3776 | 56.2353 | 57.2009 | 57.9755 | 51.4677 | 51.6321 | 51.8315 | 52.1836 | 52.6755 | 53.1378 | 53.5939 | 53.8797 | 54.2578 | 54.7157 | 55.193 | 55.4322 | 55.8713 | 56.359 | 56.8115 | 56.9453 | 56.9572 | 56.7659 | 56.7696 | 56.6629
| 18BL | Supply Demand Balance | 17BL-16BL | Ml/d | 2 | 49.6998 | 49.6998 | 25.6185 | 25.8236 | 24.3074 | 25.3684 | 26.2874 | 27.322 | 28.1519 | 21.6767 | 21.8523 | 22.0654 | 22.4429 | 22.9697 | 23.4646 | 23.953 | 24.2587 | 24.6634 | 25.1536 | 25.6647 | 25.9205 | 26.3906 | 26.9128 | 27.3973 | 27.54 | 27.5521 | 27.3462 | 27.3495 | 27.2343
|  | Company: | Wessex Water
|  | Resource Zone Name: | Supply Area
|  | Resource Zone Number: | 1
|  | Planning Scenario Name: | Dry Year Critical Period
|  | Chosen Level of Service: | Company
README

## 5. Feasible Options
Table 5: Feasible options detailed costs | [18 empty] | ENTER DISCOUNT RATE % |  |  |  | 0.035 | 0.035 | 0.035 | 0.035 | 0.035 | 0.035 | 0.035 | 0.035 | 0.035 | 0.035 | 0.035 | 0.035 | 0.035 | 0.035 | 0.035 | 0.035 | 0.035 | 0.035 | 0.035 | 0.035 | 0.035 | 0.035 | 0.035 | 0.035 | 0.035 | 0.035 | 0.035 | 0.035 | 0.035 | 0.03 | 0.03 | 0.03 | 0.03 | 0.03 | 0.03 | 0.03 | 0.03 | 0.03 | 0.03 | 0.03 | 0.03 | 0.03 | 0.03 | 0.03 | 0.03 | 0.03 | 0.03 | 0.03 | 0.03 | 0.03 | 0.03 | 0.03 | 0.03 | 0.03 | 0.03 | 0.03 | 0.03 | 0.03 | 0.03 | 0.03 | 0.03 | 0.03 | 0.03 | 0.03 | 0.03 | 0.03 | 0.03 | 0.03 | 0.03 | 0.03 | 0.03 | 0.03 | 0.03 | 0.03 | 0.025 | 0.025 | 0.025 | 0.025 | 0.025 | 2.5% | 2.5% | 2.5% | 2.5% | 2.5% | 2.5% | 2.5% | 2.5% | 2.5% | 2.5% | 2.5% | 2.5% | 2.5% | 2.5% | 2.5% | 2.5% | 2.5% | 2.5% | 2.5% | 2.5% | 2.5% | 2.5% | 2.5% | 2.5%
Detail the gains in WAFU / savings in demand, and the costs of feasible options under capacity use scenario | [18 empty] | ENTER DISCOUNT PERIOD (YRS) | 80 |  | 1 | 0.96618 | 0.93351 | 0.90194 | 0.87144 | 0.84197 | 0.8135 | 0.78599 | 0.75941 | 0.73373 | 0.70892 | 0.68495 | 0.66178 | 0.6394 | 0.61778 | 0.59689 | 0.57671 | 0.5572 | 0.53836 | 0.52016 | 0.50257 | 0.48557 | 0.46915 | 0.45329 | 0.43796 | 0.42315 | 0.40884 | 0.39501 | 0.38165 | 0.36875 | 0.35801 | 0.34758 | 0.33746 | 0.32763 | 0.31809 | 0.30882 | 0.29983 | 0.29109 | 0.28261 | 0.27438 | 0.26639 | 0.25863 | 0.2511 | 0.24379 | 0.23669 | 0.22979 | 0.2231 | 0.2166 | 0.21029 | 0.20417 | 0.19822 | 0.19245 | 0.18684 | 0.1814 | 0.17612 | 0.17099 | 0.16601 | 0.16117 | 0.15648 | 0.15192 | 0.14749 | 0.1432 | 0.13903 | 0.13498 | 0.13105 | 0.12723 | 0.12352 | 0.11993 | 0.11643 | 0.11304 | 0.10975 | 0.10655 | 0.10345 | 0.10044 | 0.097511 | 0.095133 | 0.092813 | 0.090549 | 0.08834 | 0.086186 | Note: If option costs are required from beyond year 80 then the NPV calculation formula must be amended manually to cover the extended period
[22 empty] | 1 | 2 | 3 | 4 | 5 | 6 | 7 | 8 | 9 | 10 | 11 | 12 | 13 | 14 | 15 | 16 | 17 | 18 | 19 | 20 | 21 | 22 | 23 | 24 | 25 | 26 | 27 | 28 | 29 | 30 | 31 | 32 | 33 | 34 | 35 | 36 | 37 | 38 | 39 | 40 | 41 | 42 | 43 | 44 | 45 | 46 | 47 | 48 | 49 | 50 | 51 | 52 | 53 | 54 | 55 | 56 | 57 | 58 | 59 | 60 | 61 | 62 | 63 | 64 | 65 | 66 | 67 | 68 | 69 | 70 | 71 | 72 | 73 | 74 | 75 | 76 | 77 | 78 | 79 | 80 | 81 | 82 | 83 | 84 | 85 | 86 | 87 | 88 | 89 | 90 | 91 | 92 | 93 | 94 | 95 | 96 | 97 | 98 | 99 | 100 | 101 | 102 | 103 | 104
Row ref | Option name | Option reference no. | Type of option | Preferred Option (Y/N) | Earliest potential option start date (Year) | Costs based on capacity | WAFU on full implementation (Ml/d) | NPV of WAFU (Ml) | CAPEX NPV (£000) | OPEX NPV (£000) | NPV of opex savings (£000) | NPV of carbon (£000) | Social & Env. NPV (£000) | TOTAL NPV (£000) | AIC (p/m3) | AISC (p/m3) | Scope confidence (score 1 to 5) | Cost confidence (score 1 to 5) | Cost component | Derivation | Unit | Year 1 | Year 2 | Year 3 | Year 4 | Year 5 | Year 6 | Year 7 | Year 8 | Year 9 | Year 10 | Year 11 | Year 12 | Year 13 | Year 14 | Year 15 | Year 16 | Year 17 | Year 18 | Year 19 | Year 20 | Year 21 | Year 22 | Year 23 | Year 24 | Year 25 | Year 26 | Year 27 | Year 28 | Year 29 | Year 30 | Year 31 | Year 32 | Year 33 | Year 34 | Year 35 | Year 36 | Year 37 | Year 38 | Year 39 | Year 40 | Year 41 | Year 42 | Year 43 | Year 44 | Year 45 | Year 46 | Year 47 | Year 48 | Year 49 | Year 50 | Year 51 | Year 52 | Year 53 | Year 54 | Year 55 | Year 56 | Year 57 | Year 58 | Year 59 | Year 60 | Year 61 | Year 62 | Year 63 | Year 64 | Year 65 | Year 66 | Year 67 | Year 68 | Year 69 | Year 70 | Year 71 | Year 72 | Year 73 | Year 74 | Year 75 | Year 76 | Year 77 | Year 78 | Year 79 | Year 80 | Year 81 | Year 82 | Year 83 | Year 84 | Year 85 | Year 86 | Year 87 | Year 88 | Year 89 | Year 90 | Year 91 | Year 92 | Year 93 | Year 94 | Year 95 | Year 96 | Year 97 | Year 98 | Year 99 | Year 100 | Year 101 | Year 102 | Year 103 | Year 104
58a | RESOURCE SIDE | bar: 1 Year 1 to 80 Year 80
58.1a | Options to increase raw water abstractions | bar: 1 Year 1 to 80 Year 80
58.1x | Desalination (30 Ml/d) | R1a | Desalination | n | 2025-26 | Capacity | 30 | 261233.4751 | 322750.072 | 189365.3445 | 0 | 63598.5676 | 1082.5879 | 576796.5719 | 196.0374 | 220.7973 | 2 | 4 | Gains in WAFU / Savings in demand | Input | Ml/d | 0 | 0 | 0 | 0 | 0 | 30 | 30 | 30 | 30 | 30 | 30 | 30 | 30 | 30 | 30 | 30 | 30 | 30 | 30 | 30 | 30 | 30 | 30 | 30 | 30 | 30 | 30 | 30 | 30 | 30 | 30 | 30 | 30 | 30 | 30 | 30 | 30 | 30 | 30 | 30 | 30 | 30 | 30 | 30 | 30 | 30 | 30 | 30 | 30 | 30 | 30 | 30 | 30 | 30 | 30 | 30 | 30 | 30 | 30 | 30 | 30 | 30 | 30 | 30 | 30 | 30 | 30 | 30 | 30 | 30 | 30 | 30 | 30 | 30 | 30 | 30 | 30 | 30 | 30 | 30 | 0 | 0 | 0 | 0 | 0 | 0 | 0 | 0 | 0 | 0 | 0 | 0 | 0 | 0 | 0 | 0 | 0 | 0 | 0 | 0 | 0 | 0 | 0 | 0
[19 empty] | Fixed capex | Input | £000s | 0 | 0 | 50937.3333 | 50937.3333 | 50937.3333 | 0 | 0 | 0 | 0 | 0 | 0 | 0 | 0 | 0 | 0 | 0 | 0 | 0 | 0 | 0 | 0 | 0 | 0 | 0 | 54378 | 0 | 0 | 0 | 0 | 0 | 0 | 0 | 0 | 0 | 0 | 0 | 0 | 0 | 0 | 0 | 0 | 0 | 0 | 0 | 54378 | 0 | 0 | 0 | 0 | 0 | 0 | 0 | 0 | 0 | 0 | 0 | 0 | 0 | 0 | 0 | 0 | 0 | 0 | 0 | 54378 | 0 | 0 | 0 | 0 | 0 | 0 | 0 | 0 | 0 | 0 | 0 | 0 | 0 | 0 | 0 | 0 | 0 | 0 | 0 | 0 | 0 | 0 | 0 | 0 | 0 | 0 | 0 | 0 | 0 | 0 | 0 | 0 | 0 | 0 | 0 | 0 | 0 | 0 | 0
[19 empty] | Variable capex | Input | £000s | 0 | 0 | 0 | 0 | 0 | 0 | 0 | 0 | 0 | 0 | 0 | 0 | 0 | 0 | 0 | 0 | 0 | 0 | 0 | 0 | 0 | 0 | 0 | 0 | 0 | 0 | 0 | 0 | 0 | 0 | 0 | 0 | 0 | 0 | 0 | 0 | 0 | 0 | 0 | 0 | 0 | 0 | 0 | 0 | 0 | 0 | 0 | 0 | 0 | 0 | 0 | 0 | 0 | 0 | 0 | 0 | 0 | 0 | 0 | 0 | 0 | 0 | 0 | 0 | 0 | 0 | 0 | 0 | 0 | 0 | 0 | 0 | 0 | 0 | 0 | 0 | 0 | 0 | 0 | 0 | 0 | 0 | 0 | 0 | 0 | 0 | 0 | 0 | 0 | 0 | 0 | 0 | 0 | 0 | 0 | 0 | 0 | 0 | 0 | 0 | 0 | 0 | 0 | 0
[19 empty] | Financing costs | Input | £000s | 0 | 0 | 1833.744 | 3667.488 | 5501.232 | 5501.232 | 5501.232 | 5501.232 | 5501.232 | 5501.232 | 5501.232 | 5501.232 | 5501.232 | 5501.232 | 5501.232 | 5501.232 | 5501.232 | 5501.232 | 5501.232 | 5501.232 | 5501.232 | 5501.232 | 5501.232 | 5501.232 | 5501.232 | 5501.232 | 5501.232 | 5501.232 | 5501.232 | 5501.232 | 5501.232 | 5501.232 | 5501.232 | 5501.232 | 5501.232 | 5501.232 | 5501.232 | 5501.232 | 5501.232 | 5501.232 | 5501.232 | 5501.232 | 5501.232 | 5501.232 | 5501.232 | 5501.232 | 5501.232 | 5501.232 | 5501.232 | 5501.232 | 5501.232 | 5501.232 | 5501.232 | 5501.232 | 5501.232 | 5501.232 | 5501.232 | 5501.232 | 5501.232 | 5501.232 | 5501.232 | 5501.232 | 5501.232 | 5501.232 | 5501.232 | 5501.232 | 5501.232 | 5501.232 | 5501.232 | 5501.232 | 5501.232 | 5501.232 | 5501.232 | 5501.232 | 5501.232 | 5501.232 | 5501.232 | 5501.232 | 5501.232 | 5501.232
[19 empty] | Fixed opex | Input | £000s | 0 | 0 | 0 | 0 | 0 | 1078.748 | 1078.748 | 1078.748 | 1078.748 | 1078.748 | 1078.748 | 1078.748 | 1078.748 | 1078.748 | 1078.748 | 1078.748 | 1078.748 | 1078.748 | 1078.748 | 1078.748 | 1078.748 | 1078.748 | 1078.748 | 1078.748 | 1078.748 | 1078.748 | 1078.748 | 1078.748 | 1078.748 | 1078.748 | 1078.748 | 1078.748 | 1078.748 | 1078.748 | 1078.748 | 1078.748 | 1078.748 | 1078.748 | 1078.748 | 1078.748 | 1078.748 | 1078.748 | 1078.748 | 1078.748 | 1078.748 | 1078.748 | 1078.748 | 1078.748 | 1078.748 | 1078.748 | 1078.748 | 1078.748 | 1078.748 | 1078.748 | 1078.748 | 1078.748 | 1078.748 | 1078.748 | 1078.748 | 1078.748 | 1078.748 | 1078.748 | 1078.748 | 1078.748 | 1078.748 | 1078.748 | 1078.748 | 1078.748 | 1078.748 | 1078.748 | 1078.748 | 1078.748 | 1078.748 | 1078.748 | 1078.748 | 1078.748 | 1078.748 | 1078.748 | 1078.748 | 1078.748 | 0 | 0 | 0 | 0 | 0 | 0 | 0 | 0 | 0 | 0 | 0 | 0 | 0 | 0 | 0 | 0 | 0 | 0 | 0 | 0 | 0 | 0 | 0 | 0
[19 empty] | Variable opex | Input | £000s | 0 | 0 | 0 | 0 | 0 | 6858.7896 | 6858.7896 | 6858.7896 | 6858.7896 | 6858.7896 | 6858.7896 | 6858.7896 | 6858.7896 | 6858.7896 | 6858.7896 | 6858.7896 | 6858.7896 | 6858.7896 | 6858.7896 | 6858.7896 | 6858.7896 | 6858.7896 | 6858.7896 | 6858.7896 | 6858.7896 | 6858.7896 | 6858.7896 | 6858.7896 | 6858.7896 | 6858.7896 | 6858.7896 | 6858.7896 | 6858.7896 | 6858.7896 | 6858.7896 | 6858.7896 | 6858.7896 | 6858.7896 | 6858.7896 | 6858.7896 | 6858.7896 | 6858.7896 | 6858.7896 | 6858.7896 | 6858.7896 | 6858.7896 | 6858.7896 | 6858.7896 | 6858.7896 | 6858.7896 | 6858.7896 | 6858.7896 | 6858.7896 | 6858.7896 | 6858.7896 | 6858.7896 | 6858.7896 | 6858.7896 | 6858.7896 | 6858.7896 | 6858.7896 | 6858.7896 | 6858.7896 | 6858.7896 | 6858.7896 | 6858.7896 | 6858.7896 | 6858.7896 | 6858.7896 | 6858.7896 | 6858.7896 | 6858.7896 | 6858.7896 | 6858.7896 | 6858.7896 | 6858.7896 | 6858.7896 | 6858.7896 | 6858.7896 | 6858.7896 | 0 | 0 | 0 | 0 | 0 | 0 | 0 | 0 | 0 | 0 | 0 | 0 | 0 | 0 | 0 | 0 | 0 | 0 | 0 | 0 | 0 | 0 | 0 | 0
[19 empty] | Opex savings | Input | £000s | 0 | 0 | 0 | 0 | 0 | 0 | 0 | 0 | 0 | 0 | 0 | 0 | 0 | 0 | 0 | 0 | 0 | 0 | 0 | 0 | 0 | 0 | 0 | 0 | 0 | 0 | 0 | 0 | 0 | 0 | 0 | 0 | 0 | 0 | 0 | 0 | 0 | 0 | 0 | 0 | 0 | 0 | 0 | 0 | 0 | 0 | 0 | 0 | 0 | 0 | 0 | 0 | 0 | 0 | 0 | 0 | 0 | 0 | 0 | 0 | 0 | 0 | 0 | 0 | 0 | 0 | 0 | 0 | 0 | 0 | 0 | 0 | 0 | 0 | 0 | 0 | 0 | 0 | 0 | 0 | 0 | 0 | 0 | 0 | 0 | 0 | 0 | 0 | 0 | 0 | 0 | 0 | 0 | 0 | 0 | 0 | 0 | 0 | 0 | 0 | 0 | 0 | 0 | 0
[19 empty] | Fixed env & social | Input | £000s | 0 | 0 | 47.7185 | 47.7185 | 47.7185 | 0 | 0 | 0 | 0 | 0 | 0 | 0 | 0 | 0 | 0 | 0 | 0 | 0 | 0 | 0 | 0 | 0 | 0 | 0 | 0 | 0 | 0 | 0 | 0 | 0 | 0 | 0 | 0 | 0 | 0 | 0 | 0 | 0 | 0 | 0 | 0 | 0 | 0 | 0 | 0 | 0 | 0 | 0 | 0 | 0 | 0 | 0 | 0 | 0 | 0 | 0 | 0 | 0 | 0 | 0 | 0 | 0 | 0 | 0 | 0 | 0 | 0 | 0 | 0 | 0 | 0 | 0 | 0 | 0 | 0 | 0 | 0 | 0 | 0 | 0 | 0 | 0 | 0 | 0 | 0 | 0 | 0 | 0 | 0 | 0 | 0 | 0 | 0 | 0 | 0 | 0 | 0 | 0 | 0 | 0 | 0 | 0 | 0 | 0
[19 empty] | Variable env & social | Input | £000s | 0 | 0 | 0 | 0 | 0 | 39.964 | 39.964 | 39.964 | 39.964 | 39.964 | 39.964 | 39.964 | 39.964 | 39.964 | 39.964 | 39.964 | 39.964 | 39.964 | 39.964 | 39.964 | 39.964 | 39.964 | 39.964 | 39.964 | 39.964 | 39.964 | 39.964 | 39.964 | 39.964 | 39.964 | 39.964 | 39.964 | 39.964 | 39.964 | 39.964 | 39.964 | 39.964 | 39.964 | 39.964 | 39.964 | 39.964 | 39.964 | 39.964 | 39.964 | 39.964 | 39.964 | 39.964 | 39.964 | 39.964 | 39.964 | 39.964 | 39.964 | 39.964 | 39.964 | 39.964 | 39.964 | 39.964 | 39.964 | 39.964 | 39.964 | 39.964 | 39.964 | 39.964 | 39.964 | 39.964 | 39.964 | 39.964 | 39.964 | 39.964 | 39.964 | 39.964 | 39.964 | 39.964 | 39.964 | 39.964 | 39.964 | 39.964 | 39.964 | 39.964 | 39.964 | 0 | 0 | 0 | 0 | 0 | 0 | 0 | 0 | 0 | 0 | 0 | 0 | 0 | 0 | 0 | 0 | 0 | 0 | 0 | 0 | 0 | 0 | 0 | 0
[19 empty] | Fixed carbon costs | Input | £000s | 0 | 0 | 177.2073 | 180.0655 | 182.9237 | 0 | 0 | 0 | 0 | 0 | 0 | 0 | 0 | 0 | 0 | 0 | 0 | 0 | 0 | 0 | 0 | 0 | 0 | 0 | 0 | 0 | 0 | 0 | 0 | 0 | 0 | 0 | 0 | 0 | 0 | 0 | 0 | 0 | 0 | 0 | 0 | 0 | 0 | 0 | 0 | 0 | 0 | 0 | 0 | 0 | 0 | 0 | 0 | 0 | 0 | 0 | 0 | 0 | 0 | 0 | 0 | 0 | 0 | 0 | 0 | 0 | 0 | 0 | 0 | 0 | 0 | 0 | 0 | 0 | 0 | 0 | 0 | 0 | 0 | 0 | 0 | 0 | 0 | 0 | 0 | 0 | 0 | 0 | 0 | 0 | 0 | 0 | 0 | 0 | 0 | 0 | 0 | 0 | 0 | 0 | 0 | 0 | 0 | 0
[19 empty] | Variable carbon costs | Input | £000s | 0 | 0 | 0 | 0 | 0 | 990.2947 | 1005.53 | 1020.7653 | 1036.0006 | 1051.2359 | 1066.4712 | 1165.5007 | 1264.5301 | 1363.5596 | 1462.5891 | 1561.6185 | 1660.648 | 1759.6775 | 1858.707 | 1957.7364 | 2056.7659 | 2155.7954 | 2254.8248 | 2353.8543 | 2452.8838 | 2551.9132 | 2650.9427 | 2749.9722 | 2849.0016 | 2948.0311 | 3047.0606 | 3154.8168 | 3259.2056 | 3364.1023 | 3469.0356 | 3570.6241 | 3672.8155 | 3771.2872 | 3867.4168 | 3961.9334 | 4054.0734 | 4127.204 | 4199.893 | 4265.2184 | 4327.0399 | 4381.4121 | 4435.0354 | 4479.8058 | 4520.7477 | 4555.4759 | 4585.4272 | 4615.1773 | 4639.8337 | 4660.772 | 4673.3261 | 4686.5097 | 4687.6372 | 4689.3234 | 4683.4831 | 4674.8368 | 4657.7511 | 4655.3945 | 4644.8604 | 4630.7975 | 4613.8026 | 4598.8527 | 4574.9682 | 4547.4586 | 4519.2324 | 4486.7028 | 4453.8624 | 4426.1095 | 4397.5966 | 4361.959 | 4325.4485 | 4287.4183 | 4248.3885 | 4211.0069 | 4166.856 | 4126.8438 | 0 | 0 | 0 | 0 | 0 | 0 | 0 | 0 | 0 | 0 | 0 | 0 | 0 | 0 | 0 | 0 | 0 | 0 | 0 | 0 | 0 | 0 | 0 | 0
[19 empty] | Customer willingness to pay | Input | £000s | 0 | 0 | 0 | 0 | 0 | 0 | 0 | 0 | 0 | 0 | 0 | 0 | 0 | 0 | 0 | 0 | 0 | 0 | 0 | 0 | 0 | 0 | 0 | 0 | 0 | 0 | 0 | 0 | 0 | 0 | 0 | 0 | 0 | 0 | 0 | 0 | 0 | 0 | 0 | 0 | 0 | 0 | 0 | 0 | 0 | 0 | 0 | 0 | 0 | 0 | 0 | 0 | 0 | 0 | 0 | 0 | 0 | 0 | 0 | 0 | 0 | 0 | 0 | 0 | 0 | 0 | 0 | 0 | 0 | 0 | 0 | 0 | 0 | 0 | 0 | 0 | 0 | 0 | 0 | 0 | 0 | 0 | 0 | 0 | 0 | 0 | 0 | 0 | 0 | 0 | 0 | 0 | 0 | 0 | 0 | 0 | 0 | 0 | 0 | 0 | 0 | 0 | 0 | 0
[19 empty] | Total | Sum of above (excl WAFU) | £000s | 0 | 0 | 52996.0032 | 54832.6054 | 56669.2076 | 14469.0283 | 14484.2636 | 14499.4989 | 14514.7342 | 14529.9695 | 14545.2048 | 14644.2342 | 14743.2637 | 14842.2932 | 14941.3226 | 15040.3521 | 15139.3816 | 15238.4111 | 15337.4405 | 15436.47 | 15535.4995 | 15634.5289 | 15733.5584 | 15832.5879 | 70309.6173 | 16030.6468 | 16129.6763 | 16228.7057 | 16327.7352 | 16426.7647 | 16525.7941 | 16633.5503 | 16737.9392 | 16842.8359 | 16947.7692 | 17049.3577 | 17151.5491 | 17250.0207 | 17346.1504 | 17440.667 | 17532.807 | 17605.9376 | 17678.6265 | 17743.952 | 72183.7735 | 17860.1456 | 17913.7689 | 17958.5394 | 17999.4813 | 18034.2095 | 18064.1608 | 18093.9109 | 18118.5673 | 18139.5056 | 18152.0597 | 18165.2432 | 18166.3707 | 18168.057 | 18162.2166 | 18153.5704 | 18136.4847 | 18134.1281 | 18123.594 | 18109.5311 | 72470.5362 | 18077.5863 | 18053.7018 | 18026.1922 | 17997.966 | 17965.4364 | 17932.596 | 17904.843 | 17876.3302 | 17840.6925 | 17804.182 | 17766.1518 | 17727.1221 | 17689.7405 | 17645.5896 | 17605.5774 | 0 | 0 | 0 | 0 | 0 | 0 | 0 | 0 | 0 | 0 | 0 | 0 | 0 | 0 | 0 | 0 | 0 | 0 | 0 | 0 | 0 | 0 | 0 | 0
58.1x | Desalination (10 Ml/d) | R1b | Desalination | n | 2025-26 | Capacity | 10 | 87077.825 | 148256.1551 | 19069.3009 | 0 | 5755.386 | 365.3697 | 173446.2117 | 192.1562 | 199.1853 | 2 | 4 | Gains in WAFU / Savings in demand | Input | Ml/d | 0 | 0 | 0 | 0 | 0 | 10 | 10 | 10 | 10 | 10 | 10 | 10 | 10 | 10 | 10 | 10 | 10 | 10 | 10 | 10 | 10 | 10 | 10 | 10 | 10 | 10 | 10 | 10 | 10 | 10 | 10 | 10 | 10 | 10 | 10 | 10 | 10 | 10 | 10 | 10 | 10 | 10 | 10 | 10 | 10 | 10 | 10 | 10 | 10 | 10 | 10 | 10 | 10 | 10 | 10 | 10 | 10 | 10 | 10 | 10 | 10 | 10 | 10 | 10 | 10 | 10 | 10 | 10 | 10 | 10 | 10 | 10 | 10 | 10 | 10 | 10 | 10 | 10 | 10 | 10 | 0 | 0 | 0 | 0 | 0 | 0 | 0 | 0 | 0 | 0 | 0 | 0 | 0 | 0 | 0 | 0 | 0 | 0 | 0 | 0 | 0 | 0 | 0 | 0
[19 empty] | Fixed capex | Input | £000s | 0 | 0 | 23654.3333 | 23654.3333 | 23654.3333 | 0 | 0 | 0 | 0 | 0 | 0 | 0 | 0 | 0 | 0 | 0 | 0 | 0 | 0 | 0 | 0 | 0 | 0 | 0 | 23237.8533 | 0 | 0 | 0 | 0 | 0 | 0 | 0 | 0 | 0 | 0 | 0 | 0 | 0 | 0 | 0 | 0 | 0 | 0 | 0 | 23237.8533 | 0 | 0 | 0 | 0 | 0 | 0 | 0 | 0 | 0 | 0 | 0 | 0 | 0 | 0 | 0 | 0 | 0 | 0 | 0 | 23237.8533 | 0 | 0 | 0 | 0 | 0 | 0 | 0 | 0 | 0 | 0 | 0 | 0 | 0 | 0 | 0 | 0 | 0 | 0 | 0 | 0 | 0 | 0 | 0 | 0 | 0 | 0 | 0 | 0 | 0 | 0 | 0 | 0 | 0 | 0 | 0 | 0 | 0 | 0 | 0
[19 empty] | Variable capex | Input | £000s | 0 | 0 | 0 | 0 | 0 | 0 | 0 | 0 | 0 | 0 | 0 | 0 | 0 | 0 | 0 | 0 | 0 | 0 | 0 | 0 | 0 | 0 | 0 | 0 | 0 | 0 | 0 | 0 | 0 | 0 | 0 | 0 | 0 | 0 | 0 | 0 | 0 | 0 | 0 | 0 | 0 | 0 | 0 | 0 | 0 | 0 | 0 | 0 | 0 | 0 | 0 | 0 | 0 | 0 | 0 | 0 | 0 | 0 | 0 | 0 | 0 | 0 | 0 | 0 | 0 | 0 | 0 | 0 | 0 | 0 | 0 | 0 | 0 | 0 | 0 | 0 | 0 | 0 | 0 | 0 | 0 | 0 | 0 | 0 | 0 | 0 | 0 | 0 | 0 | 0 | 0 | 0 | 0 | 0 | 0 | 0 | 0 | 0 | 0 | 0 | 0 | 0 | 0 | 0
[19 empty] | Financing costs | Input | £000s | 0 | 0 | 851.556 | 1703.112 | 2554.668 | 2554.668 | 2554.668 | 2554.668 | 2554.668 | 2554.668 | 2554.668 | 2554.668 | 2554.668 | 2554.668 | 2554.668 | 2554.668 | 2554.668 | 2554.668 | 2554.668 | 2554.668 | 2554.668 | 2554.668 | 2554.668 | 2554.668 | 2554.668 | 2554.668 | 2554.668 | 2554.668 | 2554.668 | 2554.668 | 2554.668 | 2554.668 | 2554.668 | 2554.668 | 2554.668 | 2554.668 | 2554.668 | 2554.668 | 2554.668 | 2554.668 | 2554.668 | 2554.668 | 2554.668 | 2554.668 | 2554.668 | 2554.668 | 2554.668 | 2554.668 | 2554.668 | 2554.668 | 2554.668 | 2554.668 | 2554.668 | 2554.668 | 2554.668 | 2554.668 | 2554.668 | 2554.668 | 2554.668 | 2554.668 | 2554.668 | 2554.668 | 2554.668 | 2554.668 | 2554.668 | 2554.668 | 2554.668 | 2554.668 | 2554.668 | 2554.668 | 2554.668 | 2554.668 | 2554.668 | 2554.668 | 2554.668 | 2554.668 | 2554.668 | 2554.668 | 2554.668 | 2554.668
[19 empty] | Fixed opex | Input | £000s | 0 | 0 | 0 | 0 | 0 | 173.2664 | 173.2664 | 173.2664 | 173.2664 | 173.2664 | 173.2664 | 173.2664 | 173.2664 | 173.2664 | 173.2664 | 173.2664 | 173.2664 | 173.2664 | 173.2664 | 173.2664 | 173.2664 | 173.2664 | 173.2664 | 173.2664 | 173.2664 | 173.2664 | 173.2664 | 173.2664 | 173.2664 | 173.2664 | 173.2664 | 173.2664 | 173.2664 | 173.2664 | 173.2664 | 173.2664 | 173.2664 | 173.2664 | 173.2664 | 173.2664 | 173.2664 | 173.2664 | 173.2664 | 173.2664 | 173.2664 | 173.2664 | 173.2664 | 173.2664 | 173.2664 | 173.2664 | 173.2664 | 173.2664 | 173.2664 | 173.2664 | 173.2664 | 173.2664 | 173.2664 | 173.2664 | 173.2664 | 173.2664 | 173.2664 | 173.2664 | 173.2664 | 173.2664 | 173.2664 | 173.2664 | 173.2664 | 173.2664 | 173.2664 | 173.2664 | 173.2664 | 173.2664 | 173.2664 | 173.2664 | 173.2664 | 173.2664 | 173.2664 | 173.2664 | 173.2664 | 173.2664 | 0 | 0 | 0 | 0 | 0 | 0 | 0 | 0 | 0 | 0 | 0 | 0 | 0 | 0 | 0 | 0 | 0 | 0 | 0 | 0 | 0 | 0 | 0 | 0
[19 empty] | Variable opex | Input | £000s | 0 | 0 | 0 | 0 | 0 | 626.0524 | 626.0524 | 626.0524 | 626.0524 | 626.0524 | 626.0524 | 626.0524 | 626.0524 | 626.0524 | 626.0524 | 626.0524 | 626.0524 | 626.0524 | 626.0524 | 626.0524 | 626.0524 | 626.0524 | 626.0524 | 626.0524 | 626.0524 | 626.0524 | 626.0524 | 626.0524 | 626.0524 | 626.0524 | 626.0524 | 626.0524 | 626.0524 | 626.0524 | 626.0524 | 626.0524 | 626.0524 | 626.0524 | 626.0524 | 626.0524 | 626.0524 | 626.0524 | 626.0524 | 626.0524 | 626.0524 | 626.0524 | 626.0524 | 626.0524 | 626.0524 | 626.0524 | 626.0524 | 626.0524 | 626.0524 | 626.0524 | 626.0524 | 626.0524 | 626.0524 | 626.0524 | 626.0524 | 626.0524 | 626.0524 | 626.0524 | 626.0524 | 626.0524 | 626.0524 | 626.0524 | 626.0524 | 626.0524 | 626.0524 | 626.0524 | 626.0524 | 626.0524 | 626.0524 | 626.0524 | 626.0524 | 626.0524 | 626.0524 | 626.0524 | 626.0524 | 626.0524 | 0 | 0 | 0 | 0 | 0 | 0 | 0 | 0 | 0 | 0 | 0 | 0 | 0 | 0 | 0 | 0 | 0 | 0 | 0 | 0 | 0 | 0 | 0 | 0
[19 empty] | Opex savings | Input | £000s | 0 | 0 | 0 | 0 | 0 | 0 | 0 | 0 | 0 | 0 | 0 | 0 | 0 | 0 | 0 | 0 | 0 | 0 | 0 | 0 | 0 | 0 | 0 | 0 | 0 | 0 | 0 | 0 | 0 | 0 | 0 | 0 | 0 | 0 | 0 | 0 | 0 | 0 | 0 | 0 | 0 | 0 | 0 | 0 | 0 | 0 | 0 | 0 | 0 | 0 | 0 | 0 | 0 | 0 | 0 | 0 | 0 | 0 | 0 | 0 | 0 | 0 | 0 | 0 | 0 | 0 | 0 | 0 | 0 | 0 | 0 | 0 | 0 | 0 | 0 | 0 | 0 | 0 | 0 | 0 | 0 | 0 | 0 | 0 | 0 | 0 | 0 | 0 | 0 | 0 | 0 | 0 | 0 | 0 | 0 | 0 | 0 | 0 | 0 | 0 | 0 | 0 | 0 | 0
[19 empty] | Fixed env & social | Input | £000s | 0 | 0 | 41.5297 | 41.5297 | 41.5297 | 0 | 0 | 0 | 0 | 0 | 0 | 0 | 0 | 0 | 0 | 0 | 0 | 0 | 0 | 0 | 0 | 0 | 0 | 0 | 0 | 0 | 0 | 0 | 0 | 0 | 0 | 0 | 0 | 0 | 0 | 0 | 0 | 0 | 0 | 0 | 0 | 0 | 0 | 0 | 0 | 0 | 0 | 0 | 0 | 0 | 0 | 0 | 0 | 0 | 0 | 0 | 0 | 0 | 0 | 0 | 0 | 0 | 0 | 0 | 0 | 0 | 0 | 0 | 0 | 0 | 0 | 0 | 0 | 0 | 0 | 0 | 0 | 0 | 0 | 0 | 0 | 0 | 0 | 0 | 0 | 0 | 0 | 0 | 0 | 0 | 0 | 0 | 0 | 0 | 0 | 0 | 0 | 0 | 0 | 0 | 0 | 0 | 0 | 0
[19 empty] | Variable env & social | Input | £000s | 0 | 0 | 0 | 0 | 0 | 10.6029 | 10.6029 | 10.6029 | 10.6029 | 10.6029 | 10.6029 | 10.6029 | 10.6029 | 10.6029 | 10.6029 | 10.6029 | 10.6029 | 10.6029 | 10.6029 | 10.6029 | 10.6029 | 10.6029 | 10.6029 | 10.6029 | 10.6029 | 10.6029 | 10.6029 | 10.6029 | 10.6029 | 10.6029 | 10.6029 | 10.6029 | 10.6029 | 10.6029 | 10.6029 | 10.6029 | 10.6029 | 10.6029 | 10.6029 | 10.6029 | 10.6029 | 10.6029 | 10.6029 | 10.6029 | 10.6029 | 10.6029 | 10.6029 | 10.6029 | 10.6029 | 10.6029 | 10.6029 | 10.6029 | 10.6029 | 10.6029 | 10.6029 | 10.6029 | 10.6029 | 10.6029 | 10.6029 | 10.6029 | 10.6029 | 10.6029 | 10.6029 | 10.6029 | 10.6029 | 10.6029 | 10.6029 | 10.6029 | 10.6029 | 10.6029 | 10.6029 | 10.6029 | 10.6029 | 10.6029 | 10.6029 | 10.6029 | 10.6029 | 10.6029 | 10.6029 | 10.6029 | 0 | 0 | 0 | 0 | 0 | 0 | 0 | 0 | 0 | 0 | 0 | 0 | 0 | 0 | 0 | 0 | 0 | 0 | 0 | 0 | 0 | 0 | 0 | 0
[19 empty] | Fixed carbon costs | Input | £000s | 0 | 0 | 63.593 | 64.6187 | 65.6444 | 0 | 0 | 0 | 0 | 0 | 0 | 0 | 0 | 0 | 0 | 0 | 0 | 0 | 0 | 0 | 0 | 0 | 0 | 0 | 0 | 0 | 0 | 0 | 0 | 0 | 0 | 0 | 0 | 0 | 0 | 0 | 0 | 0 | 0 | 0 | 0 | 0 | 0 | 0 | 0 | 0 | 0 | 0 | 0 | 0 | 0 | 0 | 0 | 0 | 0 | 0 | 0 | 0 | 0 | 0 | 0 | 0 | 0 | 0 | 0 | 0 | 0 | 0 | 0 | 0 | 0 | 0 | 0 | 0 | 0 | 0 | 0 | 0 | 0 | 0 | 0 | 0 | 0 | 0 | 0 | 0 | 0 | 0 | 0 | 0 | 0 | 0 | 0 | 0 | 0 | 0 | 0 | 0 | 0 | 0 | 0 | 0 | 0 | 0
[19 empty] | Variable carbon costs | Input | £000s | 0 | 0 | 0 | 0 | 0 | 87.5655 | 88.9126 | 90.2598 | 91.6069 | 92.9541 | 94.3013 | 103.0578 | 111.8144 | 120.5709 | 129.3275 | 138.084 | 146.8406 | 155.5971 | 164.3536 | 173.1102 | 181.8667 | 190.6233 | 199.3798 | 208.1364 | 216.8929 | 225.6495 | 234.406 | 243.1626 | 251.9191 | 260.6757 | 269.4322 | 278.9604 | 288.1908 | 297.4662 | 306.7448 | 315.7276 | 324.7637 | 333.471 | 341.9711 | 350.3286 | 358.4759 | 364.9424 | 371.3698 | 377.1462 | 382.6126 | 387.4204 | 392.162 | 396.1208 | 399.741 | 402.8118 | 405.4602 | 408.0908 | 410.271 | 412.1224 | 413.2325 | 414.3983 | 414.498 | 414.6471 | 414.1306 | 413.3661 | 411.8553 | 411.647 | 410.7155 | 409.472 | 407.9692 | 406.6473 | 404.5354 | 402.1029 | 399.607 | 396.7306 | 393.8267 | 391.3727 | 388.8515 | 385.7003 | 382.4719 | 379.1092 | 375.658 | 372.3526 | 368.4486 | 364.9106 | 0 | 0 | 0 | 0 | 0 | 0 | 0 | 0 | 0 | 0 | 0 | 0 | 0 | 0 | 0 | 0 | 0 | 0 | 0 | 0 | 0 | 0 | 0 | 0
[19 empty] | Customer willingness to pay | Input | £000s | 0 | 0 | 0 | 0 | 0 | 0 | 0 | 0 | 0 | 0 | 0 | 0 | 0 | 0 | 0 | 0 | 0 | 0 | 0 | 0 | 0 | 0 | 0 | 0 | 0 | 0 | 0 | 0 | 0 | 0 | 0 | 0 | 0 | 0 | 0 | 0 | 0 | 0 | 0 | 0 | 0 | 0 | 0 | 0 | 0 | 0 | 0 | 0 | 0 | 0 | 0 | 0 | 0 | 0 | 0 | 0 | 0 | 0 | 0 | 0 | 0 | 0 | 0 | 0 | 0 | 0 | 0 | 0 | 0 | 0 | 0 | 0 | 0 | 0 | 0 | 0 | 0 | 0 | 0 | 0 | 0 | 0 | 0 | 0 | 0 | 0 | 0 | 0 | 0 | 0 | 0 | 0 | 0 | 0 | 0 | 0 | 0 | 0 | 0 | 0 | 0 | 0 | 0 | 0
[19 empty] | Total | Sum of above (excl WAFU) | £000s | 0 | 0 | 24611.012 | 25463.5937 | 26316.1754 | 3452.1552 | 3453.5024 | 3454.8496 | 3456.1967 | 3457.5439 | 3458.8911 | 3467.6476 | 3476.4041 | 3485.1607 | 3493.9172 | 3502.6738 | 3511.4303 | 3520.1869 | 3528.9434 | 3537.7 | 3546.4565 | 3555.2131 | 3563.9696 | 3572.7262 | 26819.336 | 3590.2393 | 3598.9958 | 3607.7523 | 3616.5089 | 3625.2654 | 3634.022 | 3643.5502 | 3652.7806 | 3662.056 | 3671.3346 | 3680.3174 | 3689.3535 | 3698.0607 | 3706.5609 | 3714.9184 | 3723.0657 | 3729.5322 | 3735.9596 | 3741.7359 | 26985.0558 | 3752.0102 | 3756.7518 | 3760.7105 | 3764.3308 | 3767.4016 | 3770.05 | 3772.6806 | 3774.8608 | 3776.7122 | 3777.8223 | 3778.9881 | 3779.0877 | 3779.2369 | 3778.7204 | 3777.9559 | 3776.4451 | 3776.2367 | 3775.3053 | 3774.0618 | 27010.4124 | 3771.2371 | 3769.1251 | 3766.6927 | 3764.1968 | 3761.3204 | 3758.4165 | 3755.9625 | 3753.4413 | 3750.2901 | 3747.0617 | 3743.6989 | 3740.2478 | 3736.9424 | 3733.0384 | 3729.5004 | 0 | 0 | 0 | 0 | 0 | 0 | 0 | 0 | 0 | 0 | 0 | 0 | 0 | 0 | 0 | 0 | 0 | 0 | 0 | 0 | 0 | 0 | 0 | 0
58.1x | New reservoir (south of Yeovil) | R2 | New reservoir | n | 2033-34 | Capacity | 22 | 148783.5863 | 243886.7713 | 61297.2788 | 0 | 9917.7025 | -1189.6114 | 313912.1412 | 205.1194 | 210.9857 | 2 | 4 | Gains in WAFU / Savings in demand | Input | Ml/d | 0 | 0 | 0 | 0 | 0 | 0 | 0 | 0 | 0 | 0 | 0 | 0 | 22 | 22 | 22 | 22 | 22 | 22 | 22 | 22 | 22 | 22 | 22 | 22 | 22 | 22 | 22 | 22 | 22 | 22 | 22 | 22 | 22 | 22 | 22 | 22 | 22 | 22 | 22 | 22 | 22 | 22 | 22 | 22 | 22 | 22 | 22 | 22 | 22 | 22 | 22 | 22 | 22 | 22 | 22 | 22 | 22 | 22 | 22 | 22 | 22 | 22 | 22 | 22 | 22 | 22 | 22 | 22 | 22 | 22 | 22 | 22 | 22 | 22 | 22 | 22 | 22 | 22 | 22 | 22 | 0 | 0 | 0 | 0 | 0 | 0 | 0 | 0 | 0 | 0 | 0 | 0 | 0 | 0 | 0 | 0 | 0 | 0 | 0 | 0 | 0 | 0 | 0 | 0
[19 empty] | Fixed capex | Input | £000s | 0 | 0 | 0 | 0 | 0 | 0 | 0 | 0 | 0 | 53044.3333 | 53044.3333 | 53044.3333 | 0 | 0 | 0 | 0 | 0 | 0 | 0 | 0 | 0 | 0 | 0 | 0 | 0 | 0 | 505 | 0 | 0 | 0 | 0 | 0 | 32573 | 0 | 0 | 0 | 0 | 0 | 0 | 0 | 0 | 0 | 505 | 0 | 0 | 0 | 0 | 0 | 0 | 0 | 0 | 0 | 32573 | 0 | 0 | 0 | 0 | 505 | 0 | 0 | 0 | 0 | 0 | 0 | 0 | 0 | 0 | 0 | 0 | 0 | 0 | 0 | 33078 | 0 | 0 | 0 | 0 | 0 | 0 | 0 | 0 | 0 | 0 | 0 | 0 | 0 | 0 | 0 | 0 | 0 | 0 | 0 | 0 | 0 | 0 | 0 | 0 | 0 | 0 | 0 | 0 | 0 | 0 | 0
[19 empty] | Variable capex | Input | £000s | 0 | 0 | 0 | 0 | 0 | 0 | 0 | 0 | 0 | 0 | 0 | 0 | 0 | 0 | 0 | 0 | 0 | 0 | 0 | 0 | 0 | 0 | 0 | 0 | 0 | 0 | 0 | 0 | 0 | 0 | 0 | 0 | 0 | 0 | 0 | 0 | 0 | 0 | 0 | 0 | 0 | 0 | 0 | 0 | 0 | 0 | 0 | 0 | 0 | 0 | 0 | 0 | 0 | 0 | 0 | 0 | 0 | 0 | 0 | 0 | 0 | 0 | 0 | 0 | 0 | 0 | 0 | 0 | 0 | 0 | 0 | 0 | 0 | 0 | 0 | 0 | 0 | 0 | 0 | 0 | 0 | 0 | 0 | 0 | 0 | 0 | 0 | 0 | 0 | 0 | 0 | 0 | 0 | 0 | 0 | 0 | 0 | 0 | 0 | 0 | 0 | 0 | 0 | 0
[19 empty] | Financing costs | Input | £000s | 0 | 0 | 0 | 0 | 0 | 0 | 0 | 0 | 0 | 0 | 1909.596 | 3819.192 | 5728.788 | 5728.788 | 5728.788 | 5728.788 | 5728.788 | 5728.788 | 5728.788 | 5728.788 | 5728.788 | 5728.788 | 5728.788 | 5728.788 | 5728.788 | 5728.788 | 5728.788 | 5728.788 | 5728.788 | 5728.788 | 5728.788 | 5728.788 | 5728.788 | 5728.788 | 5728.788 | 5728.788 | 5728.788 | 5728.788 | 5728.788 | 5728.788 | 5728.788 | 5728.788 | 5728.788 | 5728.788 | 5728.788 | 5728.788 | 5728.788 | 5728.788 | 5728.788 | 5728.788 | 5728.788 | 5728.788 | 5728.788 | 5728.788 | 5728.788 | 5728.788 | 5728.788 | 5728.788 | 5728.788 | 5728.788 | 5728.788 | 5728.788 | 5728.788 | 5728.788 | 5728.788 | 5728.788 | 5728.788 | 5728.788 | 5728.788 | 5728.788 | 5728.788 | 5728.788 | 5728.788 | 5728.788 | 5728.788 | 5728.788 | 5728.788 | 5728.788 | 5728.788 | 5728.788
[19 empty] | Fixed opex | Input | £000s | 0 | 0 | 0 | 0 | 0 | 0 | 0 | 0 | 0 | 0 | 0 | 0 | 516.0649 | 516.0649 | 516.0649 | 516.0649 | 516.0649 | 516.0649 | 516.0649 | 516.0649 | 516.0649 | 516.0649 | 516.0649 | 516.0649 | 516.0649 | 516.0649 | 516.0649 | 516.0649 | 516.0649 | 516.0649 | 516.0649 | 516.0649 | 516.0649 | 516.0649 | 516.0649 | 516.0649 | 516.0649 | 516.0649 | 516.0649 | 516.0649 | 516.0649 | 516.0649 | 516.0649 | 516.0649 | 516.0649 | 516.0649 | 516.0649 | 516.0649 | 516.0649 | 516.0649 | 516.0649 | 516.0649 | 516.0649 | 516.0649 | 516.0649 | 516.0649 | 516.0649 | 516.0649 | 516.0649 | 516.0649 | 516.0649 | 516.0649 | 516.0649 | 516.0649 | 516.0649 | 516.0649 | 516.0649 | 516.0649 | 516.0649 | 516.0649 | 516.0649 | 516.0649 | 516.0649 | 516.0649 | 516.0649 | 516.0649 | 516.0649 | 516.0649 | 516.0649 | 516.0649 | 0 | 0 | 0 | 0 | 0 | 0 | 0 | 0 | 0 | 0 | 0 | 0 | 0 | 0 | 0 | 0 | 0 | 0 | 0 | 0 | 0 | 0 | 0 | 0
[19 empty] | Variable opex | Input | £000s | 0 | 0 | 0 | 0 | 0 | 0 | 0 | 0 | 0 | 0 | 0 | 0 | 2792.211 | 2792.211 | 2792.211 | 2792.211 | 2792.211 | 2792.211 | 2792.211 | 2792.211 | 2792.211 | 2792.211 | 2792.211 | 2792.211 | 2792.211 | 2792.211 | 2792.211 | 2792.211 | 2792.211 | 2792.211 | 2792.211 | 2792.211 | 2792.211 | 2792.211 | 2792.211 | 2792.211 | 2792.211 | 2792.211 | 2792.211 | 2792.211 | 2792.211 | 2792.211 | 2792.211 | 2792.211 | 2792.211 | 2792.211 | 2792.211 | 2792.211 | 2792.211 | 2792.211 | 2792.211 | 2792.211 | 2792.211 | 2792.211 | 2792.211 | 2792.211 | 2792.211 | 2792.211 | 2792.211 | 2792.211 | 2792.211 | 2792.211 | 2792.211 | 2792.211 | 2792.211 | 2792.211 | 2792.211 | 2792.211 | 2792.211 | 2792.211 | 2792.211 | 2792.211 | 2792.211 | 2792.211 | 2792.211 | 2792.211 | 2792.211 | 2792.211 | 2792.211 | 2792.211 | 0 | 0 | 0 | 0 | 0 | 0 | 0 | 0 | 0 | 0 | 0 | 0 | 0 | 0 | 0 | 0 | 0 | 0 | 0 | 0 | 0 | 0 | 0 | 0
[19 empty] | Opex savings | Input | £000s | 0 | 0 | 0 | 0 | 0 | 0 | 0 | 0 | 0 | 0 | 0 | 0 | 0 | 0 | 0 | 0 | 0 | 0 | 0 | 0 | 0 | 0 | 0 | 0 | 0 | 0 | 0 | 0 | 0 | 0 | 0 | 0 | 0 | 0 | 0 | 0 | 0 | 0 | 0 | 0 | 0 | 0 | 0 | 0 | 0 | 0 | 0 | 0 | 0 | 0 | 0 | 0 | 0 | 0 | 0 | 0 | 0 | 0 | 0 | 0 | 0 | 0 | 0 | 0 | 0 | 0 | 0 | 0 | 0 | 0 | 0 | 0 | 0 | 0 | 0 | 0 | 0 | 0 | 0 | 0 | 0 | 0 | 0 | 0 | 0 | 0 | 0 | 0 | 0 | 0 | 0 | 0 | 0 | 0 | 0 | 0 | 0 | 0 | 0 | 0 | 0 | 0 | 0 | 0
[19 empty] | Fixed env & social | Input | £000s | 0 | 0 | 0 | 0 | 0 | 0 | 0 | 0 | 0 | 93.0724 | 93.0724 | 93.0724 | 0 | 0 | 0 | 0 | 0 | 0 | 0 | 0 | 0 | 0 | 0 | 0 | 0 | 0 | 0 | 0 | 0 | 0 | 0 | 0 | 0 | 0 | 0 | 0 | 0 | 0 | 0 | 0 | 0 | 0 | 0 | 0 | 0 | 0 | 0 | 0 | 0 | 0 | 0 | 0 | 0 | 0 | 0 | 0 | 0 | 0 | 0 | 0 | 0 | 0 | 0 | 0 | 0 | 0 | 0 | 0 | 0 | 0 | 0 | 0 | 0 | 0 | 0 | 0 | 0 | 0 | 0 | 0 | 0 | 0 | 0 | 0 | 0 | 0 | 0 | 0 | 0 | 0 | 0 | 0 | 0 | 0 | 0 | 0 | 0 | 0 | 0 | 0 | 0 | 0 | 0 | 0
[19 empty] | Variable env & social | Input | £000s | 0 | 0 | 0 | 0 | 0 | 0 | 0 | 0 | 0 | 0 | 0 | 0 | -74.8919 | -74.8919 | -74.8919 | -74.8919 | -74.8919 | -74.8919 | -74.8919 | -74.8919 | -74.8919 | -74.8919 | -74.8919 | -74.8919 | -74.8919 | -74.8919 | -74.8919 | -74.8919 | -74.8919 | -74.8919 | -74.8919 | -74.8919 | -74.8919 | -74.8919 | -74.8919 | -74.8919 | -74.8919 | -74.8919 | -74.8919 | -74.8919 | -74.8919 | -74.8919 | -74.8919 | -74.8919 | -74.8919 | -74.8919 | -74.8919 | -74.8919 | -74.8919 | -74.8919 | -74.8919 | -74.8919 | -74.8919 | -74.8919 | -74.8919 | -74.8919 | -74.8919 | -74.8919 | -74.8919 | -74.8919 | -74.8919 | -74.8919 | -74.8919 | -74.8919 | -74.8919 | -74.8919 | -74.8919 | -74.8919 | -74.8919 | -74.8919 | -74.8919 | -74.8919 | -74.8919 | -74.8919 | -74.8919 | -74.8919 | -74.8919 | -74.8919 | -74.8919 | -74.8919 | 0 | 0 | 0 | 0 | 0 | 0 | 0 | 0 | 0 | 0 | 0 | 0 | 0 | 0 | 0 | 0 | 0 | 0 | 0 | 0 | 0 | 0 | 0 | 0
[19 empty] | Fixed carbon costs | Input | £000s | 0 | 0 | 0 | 0 | 0 | 0 | 0 | 0 | 0 | 1204.8648 | 1222.3266 | 1335.8284 | 0 | 0 | 0 | 0 | 0 | 0 | 0 | 0 | 0 | 0 | 0 | 0 | 0 | 0 | 0 | 0 | 0 | 0 | 0 | 0 | 0 | 0 | 0 | 0 | 0 | 0 | 0 | 0 | 0 | 0 | 0 | 0 | 0 | 0 | 0 | 0 | 0 | 0 | 0 | 0 | 0 | 0 | 0 | 0 | 0 | 0 | 0 | 0 | 0 | 0 | 0 | 0 | 0 | 0 | 0 | 0 | 0 | 0 | 0 | 0 | 0 | 0 | 0 | 0 | 0 | 0 | 0 | 0 | 0 | 0 | 0 | 0 | 0 | 0 | 0 | 0 | 0 | 0 | 0 | 0 | 0 | 0 | 0 | 0 | 0 | 0 | 0 | 0 | 0 | 0 | 0 | 0
[19 empty] | Variable carbon costs | Input | £000s | 0 | 0 | 0 | 0 | 0 | 0 | 0 | 0 | 0 | 0 | 0 | 0 | 159.364 | 171.8443 | 184.3246 | 196.805 | 209.2853 | 221.7656 | 234.2459 | 246.7262 | 259.2065 | 271.6869 | 284.1672 | 296.6475 | 309.1278 | 321.6081 | 334.0884 | 346.5687 | 359.0491 | 371.5294 | 384.0097 | 397.5898 | 410.7455 | 423.9653 | 437.1896 | 449.9925 | 462.8713 | 475.2813 | 487.3961 | 499.3077 | 510.9198 | 520.1361 | 529.2969 | 537.5296 | 545.3207 | 552.173 | 558.931 | 564.5732 | 569.733 | 574.1096 | 577.8843 | 581.6336 | 584.7409 | 587.3797 | 588.9619 | 590.6233 | 590.7654 | 590.9779 | 590.2419 | 589.1523 | 586.999 | 586.702 | 585.3744 | 583.6022 | 581.4603 | 579.5763 | 576.5662 | 573.0993 | 569.542 | 565.4424 | 561.3037 | 557.8061 | 554.2127 | 549.7214 | 545.1201 | 540.3273 | 535.4086 | 530.6975 | 525.1333 | 520.0907 | 0 | 0 | 0 | 0 | 0 | 0 | 0 | 0 | 0 | 0 | 0 | 0 | 0 | 0 | 0 | 0 | 0 | 0 | 0 | 0 | 0 | 0 | 0 | 0
[19 empty] | Customer willingness to pay | Input | £000s | 0 | 0 | 0 | 0 | 0 | 0 | 0 | 0 | 0 | 0 | 0 | 0 | 0 | 0 | 0 | 0 | 0 | 0 | 0 | 0 | 0 | 0 | 0 | 0 | 0 | 0 | 0 | 0 | 0 | 0 | 0 | 0 | 0 | 0 | 0 | 0 | 0 | 0 | 0 | 0 | 0 | 0 | 0 | 0 | 0 | 0 | 0 | 0 | 0 | 0 | 0 | 0 | 0 | 0 | 0 | 0 | 0 | 0 | 0 | 0 | 0 | 0 | 0 | 0 | 0 | 0 | 0 | 0 | 0 | 0 | 0 | 0 | 0 | 0 | 0 | 0 | 0 | 0 | 0 | 0 | 0 | 0 | 0 | 0 | 0 | 0 | 0 | 0 | 0 | 0 | 0 | 0 | 0 | 0 | 0 | 0 | 0 | 0 | 0 | 0 | 0 | 0 | 0 | 0
[19 empty] | Total | Sum of above (excl WAFU) | £000s | 0 | 0 | 0 | 0 | 0 | 0 | 0 | 0 | 0 | 54342.2706 | 56269.3284 | 58292.4261 | 9121.536 | 9134.0163 | 9146.4966 | 9158.9769 | 9171.4573 | 9183.9376 | 9196.4179 | 9208.8982 | 9221.3785 | 9233.8588 | 9246.3391 | 9258.8195 | 9271.2998 | 9283.7801 | 9801.2604 | 9308.7407 | 9321.221 | 9333.7014 | 9346.1817 | 9359.7618 | 41945.9175 | 9386.1373 | 9399.3616 | 9412.1644 | 9425.0432 | 9437.4532 | 9449.5681 | 9461.4797 | 9473.0917 | 9482.3081 | 9996.4688 | 9499.7016 | 9507.4927 | 9514.345 | 9521.103 | 9526.7452 | 9531.905 | 9536.2816 | 9540.0563 | 9543.8056 | 42119.9129 | 9549.5517 | 9551.1339 | 9552.7953 | 9552.9374 | 10058.1499 | 9552.4139 | 9551.3242 | 9549.171 | 9548.874 | 9547.5464 | 9545.7741 | 9543.6323 | 9541.7482 | 9538.7382 | 9535.2712 | 9531.714 | 9527.6144 | 9523.4757 | 9519.9781 | 42594.3847 | 9511.8934 | 9507.2921 | 9502.4993 | 9497.5806 | 9492.8695 | 9487.3053 | 9482.2627 | 0 | 0 | 0 | 0 | 0 | 0 | 0 | 0 | 0 | 0 | 0 | 0 | 0 | 0 | 0 | 0 | 0 | 0 | 0 | 0 | 0 | 0 | 0 | 0
58.1x | Bristol Avon abstraction at Saltford. | R3 | SW new | n | 2024-25 | Capacity | 30 | 270775.7675 | 289758.0974 | 92764.8771 | 0 | 23928.4763 | 1919.4567 | 408370.9075 | 141.2693 | 150.8152 | 2 | 4 | Gains in WAFU / Savings in demand | Input | Ml/d | 0 | 0 | 0 | 0 | 30 | 30 | 30 | 30 | 30 | 30 | 30 | 30 | 30 | 30 | 30 | 30 | 30 | 30 | 30 | 30 | 30 | 30 | 30 | 30 | 30 | 30 | 30 | 30 | 30 | 30 | 30 | 30 | 30 | 30 | 30 | 30 | 30 | 30 | 30 | 30 | 30 | 30 | 30 | 30 | 30 | 30 | 30 | 30 | 30 | 30 | 30 | 30 | 30 | 30 | 30 | 30 | 30 | 30 | 30 | 30 | 30 | 30 | 30 | 30 | 30 | 30 | 30 | 30 | 30 | 30 | 30 | 30 | 30 | 30 | 30 | 30 | 30 | 30 | 30 | 30 | 0 | 0 | 0 | 0 | 0 | 0 | 0 | 0 | 0 | 0 | 0 | 0 | 0 | 0 | 0 | 0 | 0 | 0 | 0 | 0 | 0 | 0 | 0 | 0
[19 empty] | Fixed capex | Input | £000s | 0 | 0 | 70988 | 70988 | 0 | 0 | 0 | 0 | 0 | 0 | 0 | 0 | 0 | 0 | 0 | 0 | 0 | 0 | 0 | 540 | 0 | 0 | 0 | 0 | 31640 | 0 | 0 | 0 | 0 | 0 | 0 | 0 | 0 | 0 | 0 | 0 | 0 | 0 | 0 | 540 | 0 | 0 | 0 | 0 | 31640 | 0 | 0 | 0 | 0 | 0 | 0 | 0 | 0 | 0 | 540 | 0 | 0 | 0 | 0 | 0 | 0 | 0 | 0 | 0 | 31640 | 0 | 0 | 0 | 0 | 540 | 0 | 0 | 0 | 0 | 0 | 0 | 0 | 0 | 0 | 0 | 0 | 0 | 0 | 0 | 0 | 0 | 0 | 0 | 0 | 0 | 0 | 0 | 0 | 0 | 0 | 0 | 0 | 0 | 0 | 0 | 0 | 0 | 0 | 0
[19 empty] | Variable capex | Input | £000s | 0 | 0 | 0 | 0 | 0 | 0 | 0 | 0 | 0 | 0 | 0 | 0 | 0 | 0 | 0 | 0 | 0 | 0 | 0 | 0 | 0 | 0 | 0 | 0 | 0 | 0 | 0 | 0 | 0 | 0 | 0 | 0 | 0 | 0 | 0 | 0 | 0 | 0 | 0 | 0 | 0 | 0 | 0 | 0 | 0 | 0 | 0 | 0 | 0 | 0 | 0 | 0 | 0 | 0 | 0 | 0 | 0 | 0 | 0 | 0 | 0 | 0 | 0 | 0 | 0 | 0 | 0 | 0 | 0 | 0 | 0 | 0 | 0 | 0 | 0 | 0 | 0 | 0 | 0 | 0 | 0 | 0 | 0 | 0 | 0 | 0 | 0 | 0 | 0 | 0 | 0 | 0 | 0 | 0 | 0 | 0 | 0 | 0 | 0 | 0 | 0 | 0 | 0 | 0
[19 empty] | Financing costs | Input | £000s | 0 | 0 | 2555.568 | 5111.136 | 5111.136 | 5111.136 | 5111.136 | 5111.136 | 5111.136 | 5111.136 | 5111.136 | 5111.136 | 5111.136 | 5111.136 | 5111.136 | 5111.136 | 5111.136 | 5111.136 | 5111.136 | 5111.136 | 5111.136 | 5111.136 | 5111.136 | 5111.136 | 5111.136 | 5111.136 | 5111.136 | 5111.136 | 5111.136 | 5111.136 | 5111.136 | 5111.136 | 5111.136 | 5111.136 | 5111.136 | 5111.136 | 5111.136 | 5111.136 | 5111.136 | 5111.136 | 5111.136 | 5111.136 | 5111.136 | 5111.136 | 5111.136 | 5111.136 | 5111.136 | 5111.136 | 5111.136 | 5111.136 | 5111.136 | 5111.136 | 5111.136 | 5111.136 | 5111.136 | 5111.136 | 5111.136 | 5111.136 | 5111.136 | 5111.136 | 5111.136 | 5111.136 | 5111.136 | 5111.136 | 5111.136 | 5111.136 | 5111.136 | 5111.136 | 5111.136 | 5111.136 | 5111.136 | 5111.136 | 5111.136 | 5111.136 | 5111.136 | 5111.136 | 5111.136 | 5111.136 | 5111.136 | 5111.136
[19 empty] | Fixed opex | Input | £000s | 0 | 0 | 0 | 0 | 623.1842 | 623.1842 | 623.1842 | 623.1842 | 623.1842 | 623.1842 | 623.1842 | 623.1842 | 623.1842 | 623.1842 | 623.1842 | 623.1842 | 623.1842 | 623.1842 | 623.1842 | 623.1842 | 623.1842 | 623.1842 | 623.1842 | 623.1842 | 623.1842 | 623.1842 | 623.1842 | 623.1842 | 623.1842 | 623.1842 | 623.1842 | 623.1842 | 623.1842 | 623.1842 | 623.1842 | 623.1842 | 623.1842 | 623.1842 | 623.1842 | 623.1842 | 623.1842 | 623.1842 | 623.1842 | 623.1842 | 623.1842 | 623.1842 | 623.1842 | 623.1842 | 623.1842 | 623.1842 | 623.1842 | 623.1842 | 623.1842 | 623.1842 | 623.1842 | 623.1842 | 623.1842 | 623.1842 | 623.1842 | 623.1842 | 623.1842 | 623.1842 | 623.1842 | 623.1842 | 623.1842 | 623.1842 | 623.1842 | 623.1842 | 623.1842 | 623.1842 | 623.1842 | 623.1842 | 623.1842 | 623.1842 | 623.1842 | 623.1842 | 623.1842 | 623.1842 | 623.1842 | 623.1842 | 0 | 0 | 0 | 0 | 0 | 0 | 0 | 0 | 0 | 0 | 0 | 0 | 0 | 0 | 0 | 0 | 0 | 0 | 0 | 0 | 0 | 0 | 0 | 0
[19 empty] | Variable opex | Input | £000s | 0 | 0 | 0 | 0 | 3128.1685 | 3128.1685 | 3128.1685 | 3128.1685 | 3128.1685 | 3128.1685 | 3128.1685 | 3128.1685 | 3128.1685 | 3128.1685 | 3128.1685 | 3128.1685 | 3128.1685 | 3128.1685 | 3128.1685 | 3128.1685 | 3128.1685 | 3128.1685 | 3128.1685 | 3128.1685 | 3128.1685 | 3128.1685 | 3128.1685 | 3128.1685 | 3128.1685 | 3128.1685 | 3128.1685 | 3128.1685 | 3128.1685 | 3128.1685 | 3128.1685 | 3128.1685 | 3128.1685 | 3128.1685 | 3128.1685 | 3128.1685 | 3128.1685 | 3128.1685 | 3128.1685 | 3128.1685 | 3128.1685 | 3128.1685 | 3128.1685 | 3128.1685 | 3128.1685 | 3128.1685 | 3128.1685 | 3128.1685 | 3128.1685 | 3128.1685 | 3128.1685 | 3128.1685 | 3128.1685 | 3128.1685 | 3128.1685 | 3128.1685 | 3128.1685 | 3128.1685 | 3128.1685 | 3128.1685 | 3128.1685 | 3128.1685 | 3128.1685 | 3128.1685 | 3128.1685 | 3128.1685 | 3128.1685 | 3128.1685 | 3128.1685 | 3128.1685 | 3128.1685 | 3128.1685 | 3128.1685 | 3128.1685 | 3128.1685 | 3128.1685 | 0 | 0 | 0 | 0 | 0 | 0 | 0 | 0 | 0 | 0 | 0 | 0 | 0 | 0 | 0 | 0 | 0 | 0 | 0 | 0 | 0 | 0 | 0 | 0
[19 empty] | Opex savings | Input | £000s | 0 | 0 | 0 | 0 | 0 | 0 | 0 | 0 | 0 | 0 | 0 | 0 | 0 | 0 | 0 | 0 | 0 | 0 | 0 | 0 | 0 | 0 | 0 | 0 | 0 | 0 | 0 | 0 | 0 | 0 | 0 | 0 | 0 | 0 | 0 | 0 | 0 | 0 | 0 | 0 | 0 | 0 | 0 | 0 | 0 | 0 | 0 | 0 | 0 | 0 | 0 | 0 | 0 | 0 | 0 | 0 | 0 | 0 | 0 | 0 | 0 | 0 | 0 | 0 | 0 | 0 | 0 | 0 | 0 | 0 | 0 | 0 | 0 | 0 | 0 | 0 | 0 | 0 | 0 | 0 | 0 | 0 | 0 | 0 | 0 | 0 | 0 | 0 | 0 | 0 | 0 | 0 | 0 | 0 | 0 | 0 | 0 | 0 | 0 | 0 | 0 | 0 | 0 | 0
[19 empty] | Fixed env & social | Input | £000s | 0 | 0 | 520.1873 | 520.1873 | 0 | 0 | 0 | 0 | 0 | 0 | 0 | 0 | 0 | 0 | 0 | 0 | 0 | 0 | 0 | 0 | 0 | 0 | 0 | 0 | 0 | 0 | 0 | 0 | 0 | 0 | 0 | 0 | 0 | 0 | 0 | 0 | 0 | 0 | 0 | 0 | 0 | 0 | 0 | 0 | 0 | 0 | 0 | 0 | 0 | 0 | 0 | 0 | 0 | 0 | 0 | 0 | 0 | 0 | 0 | 0 | 0 | 0 | 0 | 0 | 0 | 0 | 0 | 0 | 0 | 0 | 0 | 0 | 0 | 0 | 0 | 0 | 0 | 0 | 0 | 0 | 0 | 0 | 0 | 0 | 0 | 0 | 0 | 0 | 0 | 0 | 0 | 0 | 0 | 0 | 0 | 0 | 0 | 0 | 0 | 0 | 0 | 0 | 0 | 0
[19 empty] | Variable env & social | Input | £000s | 0 | 0 | 0 | 0 | 39.0109 | 39.0109 | 39.0109 | 39.0109 | 39.0109 | 39.0109 | 39.0109 | 39.0109 | 39.0109 | 39.0109 | 39.0109 | 39.0109 | 39.0109 | 39.0109 | 39.0109 | 39.0109 | 39.0109 | 39.0109 | 39.0109 | 39.0109 | 39.0109 | 39.0109 | 39.0109 | 39.0109 | 39.0109 | 39.0109 | 39.0109 | 39.0109 | 39.0109 | 39.0109 | 39.0109 | 39.0109 | 39.0109 | 39.0109 | 39.0109 | 39.0109 | 39.0109 | 39.0109 | 39.0109 | 39.0109 | 39.0109 | 39.0109 | 39.0109 | 39.0109 | 39.0109 | 39.0109 | 39.0109 | 39.0109 | 39.0109 | 39.0109 | 39.0109 | 39.0109 | 39.0109 | 39.0109 | 39.0109 | 39.0109 | 39.0109 | 39.0109 | 39.0109 | 39.0109 | 39.0109 | 39.0109 | 39.0109 | 39.0109 | 39.0109 | 39.0109 | 39.0109 | 39.0109 | 39.0109 | 39.0109 | 39.0109 | 39.0109 | 39.0109 | 39.0109 | 39.0109 | 39.0109 | 0 | 0 | 0 | 0 | 0 | 0 | 0 | 0 | 0 | 0 | 0 | 0 | 0 | 0 | 0 | 0 | 0 | 0 | 0 | 0 | 0 | 0 | 0 | 0
[19 empty] | Fixed carbon costs | Input | £000s |  | 0 | 0 | 856.179 | 869.9883 | 0 | 0 | 0 | 0 | 0 | 0 | 0 | 0 | 0 | 0 | 0 | 0 | 0 | 0 | 0 | 0 | 0 | 0 | 0 | 0 | 0 | 0 | 0 | 0 | 0 | 0 | 0 | 0 | 0 | 0 | 0 | 0 | 0 | 0 | 0 | 0 | 0 | 0 | 0 | 0 | 0 | 0 | 0 | 0 | 0 | 0 | 0 | 0 | 0 | 0 | 0 | 0 | 0 | 0 | 0 | 0 | 0 | 0 | 0 | 0 | 0 | 0 | 0 | 0 | 0 | 0 | 0 | 0 | 0 | 0 | 0 | 0 | 0 | 0 | 0 | 0 | 0 | 0 | 0 | 0 | 0 | 0 | 0 | 0 | 0 | 0 | 0 | 0 | 0 | 0 | 0 | 0 | 0 | 0 | 0 | 0 | 0 | 0 | 0
[19 empty] | Variable carbon costs | Input | £000s |  | 0 | 0 | 0 | 0 | 354.2396 | 359.7745 | 365.3095 | 370.8445 | 376.3795 | 381.9145 | 387.4495 | 423.427 | 459.4044 | 495.3819 | 531.3593 | 567.3368 | 603.3142 | 639.2917 | 675.2692 | 711.2466 | 747.2241 | 783.2015 | 819.179 | 855.1564 | 891.1339 | 927.1113 | 963.0888 | 999.0662 | 1035.0437 | 1071.0212 | 1106.9986 | 1146.1465 | 1184.071 | 1222.18 | 1260.3023 | 1297.2095 | 1334.3357 | 1370.1105 | 1405.0344 | 1439.3724 | 1472.8469 | 1499.4152 | 1525.8232 | 1549.5559 | 1572.0157 | 1591.7692 | 1611.2505 | 1627.5157 | 1642.3899 | 1655.0066 | 1665.888 | 1676.6962 | 1685.6539 | 1693.2608 | 1697.8217 | 1702.6113 | 1703.0209 | 1703.6335 | 1701.5117 | 1698.3705 | 1692.1633 | 1691.3071 | 1687.4801 | 1682.371 | 1676.1968 | 1670.7655 | 1662.0882 | 1652.094 | 1641.8394 | 1630.0213 | 1618.0904 | 1608.0077 | 1597.649 | 1584.7018 | 1571.4376 | 1557.6212 | 1543.4417 | 1529.8609 | 1513.8208 | 0 | 0 | 0 | 0 | 0 | 0 | 0 | 0 | 0 | 0 | 0 | 0 | 0 | 0 | 0 | 0 | 0 | 0 | 0 | 0 | 0 | 0 | 0 | 0
[19 empty] | Customer willingness to pay | Input | £000s | 0 | 0 | 0 | 0 | 0 | 0 | 0 | 0 | 0 | 0 | 0 | 0 | 0 | 0 | 0 | 0 | 0 | 0 | 0 | 0 | 0 | 0 | 0 | 0 | 0 | 0 | 0 | 0 | 0 | 0 | 0 | 0 | 0 | 0 | 0 | 0 | 0 | 0 | 0 | 0 | 0 | 0 | 0 | 0 | 0 | 0 | 0 | 0 | 0 | 0 | 0 | 0 | 0 | 0 | 0 | 0 | 0 | 0 | 0 | 0 | 0 | 0 | 0 | 0 | 0 | 0 | 0 | 0 | 0 | 0 | 0 | 0 | 0 | 0 | 0 | 0 | 0 | 0 | 0 | 0 | 0 | 0 | 0 | 0 | 0 | 0 | 0 | 0 | 0 | 0 | 0 | 0 | 0 | 0 | 0 | 0 | 0 | 0 | 0 | 0 | 0 | 0 | 0 | 0
[19 empty] | Total | Sum of above (excl WAFU) | £000s | 0 | 0 | 74063.7553 | 77475.5023 | 9771.488 | 9255.7392 | 9261.2742 | 9266.8092 | 9272.3442 | 9277.8792 | 9283.4141 | 9288.9491 | 9324.9266 | 9360.904 | 9396.8815 | 9432.859 | 9468.8364 | 9504.8139 | 9540.7913 | 10116.7688 | 9612.7462 | 9648.7237 | 9684.7011 | 9720.6786 | 41396.656 | 9792.6335 | 9828.611 | 9864.5884 | 9900.5659 | 9936.5433 | 9972.5208 | 10008.4982 | 10047.6461 | 10085.5706 | 10123.6796 | 10161.802 | 10198.7091 | 10235.8353 | 10271.6101 | 10846.5341 | 10340.872 | 10374.3465 | 10400.9149 | 10427.3228 | 42091.0556 | 10473.5154 | 10493.2688 | 10512.7502 | 10529.0153 | 10543.8895 | 10556.5063 | 10567.3876 | 10578.1958 | 10587.1535 | 11134.7604 | 10599.3213 | 10604.1109 | 10604.5205 | 10605.1331 | 10603.0113 | 10599.8701 | 10593.6629 | 10592.8067 | 10588.9797 | 42223.8706 | 10577.6964 | 10572.2651 | 10563.5878 | 10553.5936 | 11083.339 | 10531.521 | 10519.59 | 10509.5074 | 10499.1486 | 10486.2015 | 10472.9372 | 10459.1208 | 10444.9413 | 10431.3605 | 10415.3205 | 0 | 0 | 0 | 0 | 0 | 0 | 0 | 0 | 0 | 0 | 0 | 0 | 0 | 0 | 0 | 0 | 0 | 0 | 0 | 0 | 0 | 0 | 0 | 0
58.1x | Avonmouth effluent reuse to industry | R4 | Effluent reuse | n | 2024-25 | Capacity | 11 | 99284.4481 | 250373.4637 | 77165.9338 | 0 | 15009.2757 | 77.6548 | 342626.3279 | 329.9 | 345.0957 | 3 | 4 | Gains in WAFU / Savings in demand | Input | Ml/d | 0 | 0 | 0 | 0 | 11 | 11 | 11 | 11 | 11 | 11 | 11 | 11 | 11 | 11 | 11 | 11 | 11 | 11 | 11 | 11 | 11 | 11 | 11 | 11 | 11 | 11 | 11 | 11 | 11 | 11 | 11 | 11 | 11 | 11 | 11 | 11 | 11 | 11 | 11 | 11 | 11 | 11 | 11 | 11 | 11 | 11 | 11 | 11 | 11 | 11 | 11 | 11 | 11 | 11 | 11 | 11 | 11 | 11 | 11 | 11 | 11 | 11 | 11 | 11 | 11 | 11 | 11 | 11 | 11 | 11 | 11 | 11 | 11 | 11 | 11 | 11 | 11 | 11 | 11 | 11 | 0 | 0 | 0 | 0 | 0 | 0 | 0 | 0 | 0 | 0 | 0 | 0 | 0 | 0 | 0 | 0 | 0 | 0 | 0 | 0 | 0 | 0 | 0 | 0
[19 empty] | Fixed capex | Input | £000s | 0 | 0 | 60024 | 60024 | 0 | 0 | 0 | 0 | 0 | 0 | 0 | 0 | 0 | 0 | 0 | 0 | 0 | 0 | 0 | 0 | 0 | 0 | 0 | 0 | 34808 | 0 | 0 | 0 | 0 | 0 | 0 | 0 | 0 | 0 | 0 | 0 | 0 | 0 | 0 | 0 | 0 | 0 | 0 | 0 | 34808 | 0 | 0 | 0 | 0 | 0 | 0 | 0 | 0 | 0 | 0 | 0 | 0 | 0 | 0 | 0 | 0 | 0 | 0 | 0 | 0 | 0 | 0 | 0 | 0 | 34808 | 0 | 0 | 0 | 0 | 0 | 0 | 0 | 0 | 0 | 0 | 0 | 0 | 0 | 0 | 0 | 0 | 0 | 0 | 0 | 0 | 0 | 0 | 0 | 0 | 0 | 0 | 0 | 0 | 0 | 0 | 0 | 0 | 0 | 0
[19 empty] | Variable capex | Input | £000s | 0 | 0 | 0 | 0 | 0 | 0 | 0 | 0 | 0 | 0 | 0 | 0 | 0 | 0 | 0 | 0 | 0 | 0 | 0 | 0 | 0 | 0 | 0 | 0 | 0 | 0 | 0 | 0 | 0 | 0 | 0 | 0 | 0 | 0 | 0 | 0 | 0 | 0 | 0 | 0 | 0 | 0 | 0 | 0 | 0 | 0 | 0 | 0 | 0 | 0 | 0 | 0 | 0 | 0 | 0 | 0 | 0 | 0 | 0 | 0 | 0 | 0 | 0 | 0 | 0 | 0 | 0 | 0 | 0 | 0 | 0 | 0 | 0 | 0 | 0 | 0 | 0 | 0 | 0 | 0 | 0 | 0 | 0 | 0 | 0 | 0 | 0 | 0 | 0 | 0 | 0 | 0 | 0 | 0 | 0 | 0 | 0 | 0 | 0 | 0 | 0 | 0 | 0 | 0
[19 empty] | Financing costs | Input | £000s | 0 | 0 | 2160.864 | 4321.728 | 4321.728 | 4321.728 | 4321.728 | 4321.728 | 4321.728 | 4321.728 | 4321.728 | 4321.728 | 4321.728 | 4321.728 | 4321.728 | 4321.728 | 4321.728 | 4321.728 | 4321.728 | 4321.728 | 4321.728 | 4321.728 | 4321.728 | 4321.728 | 4321.728 | 4321.728 | 4321.728 | 4321.728 | 4321.728 | 4321.728 | 4321.728 | 4321.728 | 4321.728 | 4321.728 | 4321.728 | 4321.728 | 4321.728 | 4321.728 | 4321.728 | 4321.728 | 4321.728 | 4321.728 | 4321.728 | 4321.728 | 4321.728 | 4321.728 | 4321.728 | 4321.728 | 4321.728 | 4321.728 | 4321.728 | 4321.728 | 4321.728 | 4321.728 | 4321.728 | 4321.728 | 4321.728 | 4321.728 | 4321.728 | 4321.728 | 4321.728 | 4321.728 | 4321.728 | 4321.728 | 4321.728 | 4321.728 | 4321.728 | 4321.728 | 4321.728 | 4321.728 | 4321.728 | 4321.728 | 4321.728 | 4321.728 | 4321.728 | 4321.728 | 4321.728 | 4321.728 | 4321.728 | 4321.728
[19 empty] | Fixed opex | Input | £000s | 0 | 0 | 0 | 0 | 1040.6669 | 1040.6669 | 1040.6669 | 1040.6669 | 1040.6669 | 1040.6669 | 1040.6669 | 1040.6669 | 1040.6669 | 1040.6669 | 1040.6669 | 1040.6669 | 1040.6669 | 1040.6669 | 1040.6669 | 1040.6669 | 1040.6669 | 1040.6669 | 1040.6669 | 1040.6669 | 1040.6669 | 1040.6669 | 1040.6669 | 1040.6669 | 1040.6669 | 1040.6669 | 1040.6669 | 1040.6669 | 1040.6669 | 1040.6669 | 1040.6669 | 1040.6669 | 1040.6669 | 1040.6669 | 1040.6669 | 1040.6669 | 1040.6669 | 1040.6669 | 1040.6669 | 1040.6669 | 1040.6669 | 1040.6669 | 1040.6669 | 1040.6669 | 1040.6669 | 1040.6669 | 1040.6669 | 1040.6669 | 1040.6669 | 1040.6669 | 1040.6669 | 1040.6669 | 1040.6669 | 1040.6669 | 1040.6669 | 1040.6669 | 1040.6669 | 1040.6669 | 1040.6669 | 1040.6669 | 1040.6669 | 1040.6669 | 1040.6669 | 1040.6669 | 1040.6669 | 1040.6669 | 1040.6669 | 1040.6669 | 1040.6669 | 1040.6669 | 1040.6669 | 1040.6669 | 1040.6669 | 1040.6669 | 1040.6669 | 1040.6669 | 0 | 0 | 0 | 0 | 0 | 0 | 0 | 0 | 0 | 0 | 0 | 0 | 0 | 0 | 0 | 0 | 0 | 0 | 0 | 0 | 0 | 0 | 0 | 0
[19 empty] | Variable opex | Input | £000s | 0 | 0 | 0 | 0 | 2079.8744 | 2079.8744 | 2079.8744 | 2079.8744 | 2079.8744 | 2079.8744 | 2079.8744 | 2079.8744 | 2079.8744 | 2079.8744 | 2079.8744 | 2079.8744 | 2079.8744 | 2079.8744 | 2079.8744 | 2079.8744 | 2079.8744 | 2079.8744 | 2079.8744 | 2079.8744 | 2079.8744 | 2079.8744 | 2079.8744 | 2079.8744 | 2079.8744 | 2079.8744 | 2079.8744 | 2079.8744 | 2079.8744 | 2079.8744 | 2079.8744 | 2079.8744 | 2079.8744 | 2079.8744 | 2079.8744 | 2079.8744 | 2079.8744 | 2079.8744 | 2079.8744 | 2079.8744 | 2079.8744 | 2079.8744 | 2079.8744 | 2079.8744 | 2079.8744 | 2079.8744 | 2079.8744 | 2079.8744 | 2079.8744 | 2079.8744 | 2079.8744 | 2079.8744 | 2079.8744 | 2079.8744 | 2079.8744 | 2079.8744 | 2079.8744 | 2079.8744 | 2079.8744 | 2079.8744 | 2079.8744 | 2079.8744 | 2079.8744 | 2079.8744 | 2079.8744 | 2079.8744 | 2079.8744 | 2079.8744 | 2079.8744 | 2079.8744 | 2079.8744 | 2079.8744 | 2079.8744 | 2079.8744 | 2079.8744 | 2079.8744 | 0 | 0 | 0 | 0 | 0 | 0 | 0 | 0 | 0 | 0 | 0 | 0 | 0 | 0 | 0 | 0 | 0 | 0 | 0 | 0 | 0 | 0 | 0 | 0
[19 empty] | Opex savings | Input | £000s | 0 | 0 | 0 | 0 | 0 | 0 | 0 | 0 | 0 | 0 | 0 | 0 | 0 | 0 | 0 | 0 | 0 | 0 | 0 | 0 | 0 | 0 | 0 | 0 | 0 | 0 | 0 | 0 | 0 | 0 | 0 | 0 | 0 | 0 | 0 | 0 | 0 | 0 | 0 | 0 | 0 | 0 | 0 | 0 | 0 | 0 | 0 | 0 | 0 | 0 | 0 | 0 | 0 | 0 | 0 | 0 | 0 | 0 | 0 | 0 | 0 | 0 | 0 | 0 | 0 | 0 | 0 | 0 | 0 | 0 | 0 | 0 | 0 | 0 | 0 | 0 | 0 | 0 | 0 | 0 | 0 | 0 | 0 | 0 | 0 | 0 | 0 | 0 | 0 | 0 | 0 | 0 | 0 | 0 | 0 | 0 | 0 | 0 | 0 | 0 | 0 | 0 | 0 | 0
[19 empty] | Fixed env & social | Input | £000s | 0 | 0 | 20.7131 | 20.7131 | 0 | 0 | 0 | 0 | 0 | 0 | 0 | 0 | 0 | 0 | 0 | 0 | 0 | 0 | 0 | 0 | 0 | 0 | 0 | 0 | 0 | 0 | 0 | 0 | 0 | 0 | 0 | 0 | 0 | 0 | 0 | 0 | 0 | 0 | 0 | 0 | 0 | 0 | 0 | 0 | 0 | 0 | 0 | 0 | 0 | 0 | 0 | 0 | 0 | 0 | 0 | 0 | 0 | 0 | 0 | 0 | 0 | 0 | 0 | 0 | 0 | 0 | 0 | 0 | 0 | 0 | 0 | 0 | 0 | 0 | 0 | 0 | 0 | 0 | 0 | 0 | 0 | 0 | 0 | 0 | 0 | 0 | 0 | 0 | 0 | 0 | 0 | 0 | 0 | 0 | 0 | 0 | 0 | 0 | 0 | 0 | 0 | 0 | 0 | 0
[19 empty] | Variable env & social | Input | £000s | 0 | 0 | 0 | 0 | 1.6029 | 1.6029 | 1.6029 | 1.6029 | 1.6029 | 1.6029 | 1.6029 | 1.6029 | 1.6029 | 1.6029 | 1.6029 | 1.6029 | 1.6029 | 1.6029 | 1.6029 | 1.6029 | 1.6029 | 1.6029 | 1.6029 | 1.6029 | 1.6029 | 1.6029 | 1.6029 | 1.6029 | 1.6029 | 1.6029 | 1.6029 | 1.6029 | 1.6029 | 1.6029 | 1.6029 | 1.6029 | 1.6029 | 1.6029 | 1.6029 | 1.6029 | 1.6029 | 1.6029 | 1.6029 | 1.6029 | 1.6029 | 1.6029 | 1.6029 | 1.6029 | 1.6029 | 1.6029 | 1.6029 | 1.6029 | 1.6029 | 1.6029 | 1.6029 | 1.6029 | 1.6029 | 1.6029 | 1.6029 | 1.6029 | 1.6029 | 1.6029 | 1.6029 | 1.6029 | 1.6029 | 1.6029 | 1.6029 | 1.6029 | 1.6029 | 1.6029 | 1.6029 | 1.6029 | 1.6029 | 1.6029 | 1.6029 | 1.6029 | 1.6029 | 1.6029 | 1.6029 | 1.6029 | 0 | 0 | 0 | 0 | 0 | 0 | 0 | 0 | 0 | 0 | 0 | 0 | 0 | 0 | 0 | 0 | 0 | 0 | 0 | 0 | 0 | 0 | 0 | 0
[19 empty] | Fixed carbon costs | Input | £000s | 0 | 0 | 236.1472 | 239.956 | 0 | 0 | 0 | 0 | 0 | 0 | 0 | 0 | 0 | 0 | 0 | 0 | 0 | 0 | 0 | 0 | 0 | 0 | 0 | 0 | 0 | 0 | 0 | 0 | 0 | 0 | 0 | 0 | 0 | 0 | 0 | 0 | 0 | 0 | 0 | 0 | 0 | 0 | 0 | 0 | 0 | 0 | 0 | 0 | 0 | 0 | 0 | 0 | 0 | 0 | 0 | 0 | 0 | 0 | 0 | 0 | 0 | 0 | 0 | 0 | 0 | 0 | 0 | 0 | 0 | 0 | 0 | 0 | 0 | 0 | 0 | 0 | 0 | 0 | 0 | 0 | 0 | 0 | 0 | 0 | 0 | 0 | 0 | 0 | 0 | 0 | 0 | 0 | 0 | 0 | 0 | 0 | 0 | 0 | 0 | 0 | 0 | 0 | 0 | 0
[19 empty] | Variable carbon costs | Input | £000s | 0 | 0 | 0 | 0 | 222.1502 | 225.6213 | 229.0924 | 232.5635 | 236.0346 | 239.5057 | 242.9768 | 265.5389 | 288.1011 | 310.6632 | 333.2253 | 355.7875 | 378.3496 | 400.9117 | 423.4739 | 446.036 | 468.5981 | 491.1603 | 513.7224 | 536.2845 | 558.8467 | 581.4088 | 603.9709 | 626.5331 | 649.0952 | 671.6573 | 694.2195 | 718.7698 | 742.553 | 766.4519 | 790.3591 | 813.5043 | 836.7868 | 859.2218 | 881.1233 | 902.6572 | 923.6497 | 940.3113 | 956.8722 | 971.7554 | 985.8404 | 998.2281 | 1010.4453 | 1020.6454 | 1029.9733 | 1037.8855 | 1044.7094 | 1051.4874 | 1057.105 | 1061.8754 | 1064.7356 | 1067.7393 | 1067.9962 | 1068.3803 | 1067.0497 | 1065.0798 | 1061.1871 | 1060.6502 | 1058.2502 | 1055.0462 | 1051.1742 | 1047.7682 | 1042.3265 | 1036.0589 | 1029.6281 | 1022.2168 | 1014.7347 | 1008.4116 | 1001.9155 | 993.7961 | 985.4778 | 976.8133 | 967.921 | 959.4043 | 949.3453 | 940.2292 | 0 | 0 | 0 | 0 | 0 | 0 | 0 | 0 | 0 | 0 | 0 | 0 | 0 | 0 | 0 | 0 | 0 | 0 | 0 | 0 | 0 | 0 | 0 | 0
[19 empty] | Customer willingness to pay | Input | £000s | 0 | 0 | 0 | 0 | 0 | 0 | 0 | 0 | 0 | 0 | 0 | 0 | 0 | 0 | 0 | 0 | 0 | 0 | 0 | 0 | 0 | 0 | 0 | 0 | 0 | 0 | 0 | 0 | 0 | 0 | 0 | 0 | 0 | 0 | 0 | 0 | 0 | 0 | 0 | 0 | 0 | 0 | 0 | 0 | 0 | 0 | 0 | 0 | 0 | 0 | 0 | 0 | 0 | 0 | 0 | 0 | 0 | 0 | 0 | 0 | 0 | 0 | 0 | 0 | 0 | 0 | 0 | 0 | 0 | 0 | 0 | 0 | 0 | 0 | 0 | 0 | 0 | 0 | 0 | 0 | 0 | 0 | 0 | 0 | 0 | 0 | 0 | 0 | 0 | 0 | 0 | 0 | 0 | 0 | 0 | 0 | 0 | 0 | 0 | 0 | 0 | 0 | 0 | 0
[19 empty] | Total | Sum of above (excl WAFU) | £000s | 0 | 0 | 62441.7242 | 64606.3971 | 7666.0225 | 7669.4936 | 7672.9646 | 7676.4357 | 7679.9068 | 7683.3779 | 7686.849 | 7709.4112 | 7731.9733 | 7754.5354 | 7777.0976 | 7799.6597 | 7822.2218 | 7844.784 | 7867.3461 | 7889.9082 | 7912.4704 | 7935.0325 | 7957.5946 | 7980.1568 | 42810.7189 | 8025.281 | 8047.8432 | 8070.4053 | 8092.9674 | 8115.5296 | 8138.0917 | 8162.6421 | 8186.4252 | 8210.3241 | 8234.2313 | 8257.3765 | 8280.659 | 8303.0941 | 8324.9955 | 8346.5295 | 8367.522 | 8384.1835 | 8400.7444 | 8415.6276 | 43237.7126 | 8442.1003 | 8454.3175 | 8464.5176 | 8473.8455 | 8481.7577 | 8488.5816 | 8495.3597 | 8500.9772 | 8505.7476 | 8508.6079 | 8511.6115 | 8511.8684 | 8512.2526 | 8510.9219 | 8508.952 | 8505.0594 | 8504.5225 | 8502.1224 | 8498.9185 | 8495.0465 | 8491.6404 | 8486.1987 | 8479.9312 | 8473.5003 | 43274.089 | 8458.6069 | 8452.2839 | 8445.7877 | 8437.6683 | 8429.35 | 8420.6855 | 8411.7933 | 8403.2765 | 8393.2175 | 8384.1014 | 0 | 0 | 0 | 0 | 0 | 0 | 0 | 0 | 0 | 0 | 0 | 0 | 0 | 0 | 0 | 0 | 0 | 0 | 0 | 0 | 0 | 0 | 0 | 0
58a | RESOURCE SIDE | bar: 1 Year 1 to 80 Year 80
58.7a | Other options to increase Deployable Output | bar: 1 Year 1 to 80 Year 80
58.7x | Mothballed sources refurbished and brought back into supply - South | R5a | GW enhancement | n | 2022-23 | Capacity | 2.55 | 24724.2885 | 22693.8817 | 6089.1082 | 0 | 331.3796 | 219.64 | 29334.0096 | 116.4158 | 118.6445 | 2 | 3 | Gains in WAFU / Savings in demand | Input | Ml/d | 0 | 0 | 2.55 | 2.55 | 2.55 | 2.55 | 2.55 | 2.55 | 2.55 | 2.55 | 2.55 | 2.55 | 2.55 | 2.55 | 2.55 | 2.55 | 2.55 | 2.55 | 2.55 | 2.55 | 2.55 | 2.55 | 2.55 | 2.55 | 2.55 | 2.55 | 2.55 | 2.55 | 2.55 | 2.55 | 2.55 | 2.55 | 2.55 | 2.55 | 2.55 | 2.55 | 2.55 | 2.55 | 2.55 | 2.55 | 2.55 | 2.55 | 2.55 | 2.55 | 2.55 | 2.55 | 2.55 | 2.55 | 2.55 | 2.55 | 2.55 | 2.55 | 2.55 | 2.55 | 2.55 | 2.55 | 2.55 | 2.55 | 2.55 | 2.55 | 2.55 | 2.55 | 2.55 | 2.55 | 2.55 | 2.55 | 2.55 | 2.55 | 2.55 | 2.55 | 2.55 | 2.55 | 2.55 | 2.55 | 2.55 | 2.55 | 2.55 | 2.55 | 2.55 | 2.55 | 0 | 0 | 0 | 0 | 0 | 0 | 0 | 0 | 0 | 0 | 0 | 0 | 0 | 0 | 0 | 0 | 0 | 0 | 0 | 0 | 0 | 0 | 0 | 0
[19 empty] | Fixed capex | Input | £000s | 1352.7227 | 10193.7202 | 0 | 0 | 0 | 0 | 0 | 0 | 0 | 0 | 0 | 0 | 0 | 0 | 0 | 0 | 0 | 0 | 0 | 0 | 0 | 0 | 0 | 0 | 0 | 0 | 0 | 0 | 0 | 0 | 0 | 0 | 0 | 0 | 0 | 0 | 0 | 0 | 0 | 0 | 0 | 0 | 0 | 0 | 0 | 0 | 0 | 0 | 0 | 0 | 0 | 0 | 0 | 0 | 0 | 0 | 0 | 0 | 0 | 0 | 0 | 0 | 0 | 0 | 0 | 0 | 0 | 0 | 0 | 0 | 0 | 0 | 0 | 0 | 0 | 0 | 0 | 0 | 0 | 0 | 0 | 0 | 0 | 0 | 0 | 0 | 0 | 0 | 0 | 0 | 0 | 0 | 0 | 0 | 0 | 0 | 0 | 0 | 0 | 0 | 0 | 0 | 0 | 0
[19 empty] | Variable capex | Input | £000s | 0 | 0 | 0 | 0 | 0 | 0 | 0 | 0 | 0 | 0 | 0 | 0 | 0 | 0 | 0 | 0 | 0 | 0 | 0 | 0 | 0 | 0 | 0 | 0 | 0 | 0 | 0 | 0 | 0 | 0 | 0 | 0 | 0 | 0 | 0 | 0 | 0 | 0 | 0 | 0 | 0 | 0 | 0 | 0 | 0 | 0 | 0 | 0 | 0 | 0 | 0 | 0 | 0 | 0 | 0 | 0 | 0 | 0 | 0 | 0 | 0 | 0 | 0 | 0 | 0 | 0 | 0 | 0 | 0 | 0 | 0 | 0 | 0 | 0 | 0 | 0 | 0 | 0 | 0 | 0 | 0 | 0 | 0 | 0 | 0 | 0 | 0 | 0 | 0 | 0 | 0 | 0 | 0 | 0 | 0 | 0 | 0 | 0 | 0 | 0 | 0 | 0 | 0 | 0
[19 empty] | Financing costs | Input | £000s | 48.698 | 415.6719 | 415.6719 | 415.6719 | 415.6719 | 415.6719 | 415.6719 | 415.6719 | 415.6719 | 415.6719 | 415.6719 | 415.6719 | 415.6719 | 415.6719 | 415.6719 | 415.6719 | 415.6719 | 415.6719 | 415.6719 | 415.6719 | 415.6719 | 415.6719 | 415.6719 | 415.6719 | 415.6719 | 415.6719 | 415.6719 | 415.6719 | 415.6719 | 415.6719 | 415.6719 | 415.6719 | 415.6719 | 415.6719 | 415.6719 | 415.6719 | 415.6719 | 415.6719 | 415.6719 | 415.6719 | 415.6719 | 415.6719 | 415.6719 | 415.6719 | 415.6719 | 415.6719 | 415.6719 | 415.6719 | 415.6719 | 415.6719 | 415.6719 | 415.6719 | 415.6719 | 415.6719 | 415.6719 | 415.6719 | 415.6719 | 415.6719 | 415.6719 | 415.6719 | 415.6719 | 415.6719 | 415.6719 | 415.6719 | 415.6719 | 415.6719 | 415.6719 | 415.6719 | 415.6719 | 415.6719 | 415.6719 | 415.6719 | 415.6719 | 415.6719 | 415.6719 | 415.6719 | 415.6719 | 415.6719 | 415.6719 | 415.6719
[19 empty] | Fixed opex | Input | £000s | 0 | 0 | 0 | 0 | 0 | 0 | 0 | 0 | 0 | 0 | 0 | 0 | 0 | 0 | 0 | 0 | 0 | 0 | 0 | 0 | 0 | 0 | 0 | 0 | 0 | 0 | 0 | 0 | 0 | 0 | 0 | 0 | 0 | 0 | 0 | 0 | 0 | 0 | 0 | 0 | 0 | 0 | 0 | 0 | 0 | 0 | 0 | 0 | 0 | 0 | 0 | 0 | 0 | 0 | 0 | 0 | 0 | 0 | 0 | 0 | 0 | 0 | 0 | 0 | 0 | 0 | 0 | 0 | 0 | 0 | 0 | 0 | 0 | 0 | 0 | 0 | 0 | 0 | 0 | 0 | 0 | 0 | 0 | 0 | 0 | 0 | 0 | 0 | 0 | 0 | 0 | 0 | 0 | 0 | 0 | 0 | 0 | 0 | 0 | 0 | 0 | 0 | 0 | 0
[19 empty] | Variable opex | Input | £000s | 0 | 0 | 229.2255 | 229.2255 | 229.2255 | 229.2255 | 229.2255 | 229.2255 | 229.2255 | 229.2255 | 229.2255 | 229.2255 | 229.2255 | 229.2255 | 229.2255 | 229.2255 | 229.2255 | 229.2255 | 229.2255 | 229.2255 | 229.2255 | 229.2255 | 229.2255 | 229.2255 | 229.2255 | 229.2255 | 229.2255 | 229.2255 | 229.2255 | 229.2255 | 229.2255 | 229.2255 | 229.2255 | 229.2255 | 229.2255 | 229.2255 | 229.2255 | 229.2255 | 229.2255 | 229.2255 | 229.2255 | 229.2255 | 229.2255 | 229.2255 | 229.2255 | 229.2255 | 229.2255 | 229.2255 | 229.2255 | 229.2255 | 229.2255 | 229.2255 | 229.2255 | 229.2255 | 229.2255 | 229.2255 | 229.2255 | 229.2255 | 229.2255 | 229.2255 | 229.2255 | 229.2255 | 229.2255 | 229.2255 | 229.2255 | 229.2255 | 229.2255 | 229.2255 | 229.2255 | 229.2255 | 229.2255 | 229.2255 | 229.2255 | 229.2255 | 229.2255 | 229.2255 | 229.2255 | 229.2255 | 229.2255 | 229.2255 | 0 | 0 | 0 | 0 | 0 | 0 | 0 | 0 | 0 | 0 | 0 | 0 | 0 | 0 | 0 | 0 | 0 | 0 | 0 | 0 | 0 | 0 | 0 | 0
[19 empty] | Opex savings | Input | £000s | 0 | 0 | 0 | 0 | 0 | 0 | 0 | 0 | 0 | 0 | 0 | 0 | 0 | 0 | 0 | 0 | 0 | 0 | 0 | 0 | 0 | 0 | 0 | 0 | 0 | 0 | 0 | 0 | 0 | 0 | 0 | 0 | 0 | 0 | 0 | 0 | 0 | 0 | 0 | 0 | 0 | 0 | 0 | 0 | 0 | 0 | 0 | 0 | 0 | 0 | 0 | 0 | 0 | 0 | 0 | 0 | 0 | 0 | 0 | 0 | 0 | 0 | 0 | 0 | 0 | 0 | 0 | 0 | 0 | 0 | 0 | 0 | 0 | 0 | 0 | 0 | 0 | 0 | 0 | 0 | 0 | 0 | 0 | 0 | 0 | 0 | 0 | 0 | 0 | 0 | 0 | 0 | 0 | 0 | 0 | 0 | 0 | 0 | 0 | 0 | 0 | 0 | 0 | 0
[19 empty] | Fixed env & social | Input | £000s | 0 | 6.2329 | 0 | 0 | 0 | 0 | 0 | 0 | 0 | 0 | 0 | 0 | 0 | 0 | 0 | 0 | 0 | 0 | 0 | 0 | 0 | 0 | 0 | 0 | 0 | 0 | 0 | 0 | 0 | 0 | 0 | 0 | 0 | 0 | 0 | 0 | 0 | 0 | 0 | 0 | 0 | 0 | 0 | 0 | 0 | 0 | 0 | 0 | 0 | 0 | 0 | 0 | 0 | 0 | 0 | 0 | 0 | 0 | 0 | 0 | 0 | 0 | 0 | 0 | 0 | 0 | 0 | 0 | 0 | 0 | 0 | 0 | 0 | 0 | 0 | 0 | 0 | 0 | 0 | 0 | 0 | 0 | 0 | 0 | 0 | 0 | 0 | 0 | 0 | 0 | 0 | 0 | 0 | 0 | 0 | 0 | 0 | 0 | 0 | 0 | 0 | 0 | 0 | 0
[19 empty] | Variable env & social | Input | £000s | 0 | 0 | 8.0417 | 8.0417 | 8.0417 | 8.0417 | 8.0417 | 8.0417 | 8.0417 | 8.0417 | 8.0417 | 8.0417 | 8.0417 | 8.0417 | 8.0417 | 8.0417 | 8.0417 | 8.0417 | 8.0417 | 8.0417 | 8.0417 | 8.0417 | 8.0417 | 8.0417 | 8.0417 | 8.0417 | 8.0417 | 8.0417 | 8.0417 | 8.0417 | 8.0417 | 8.0417 | 8.0417 | 8.0417 | 8.0417 | 8.0417 | 8.0417 | 8.0417 | 8.0417 | 8.0417 | 8.0417 | 8.0417 | 8.0417 | 8.0417 | 8.0417 | 8.0417 | 8.0417 | 8.0417 | 8.0417 | 8.0417 | 8.0417 | 8.0417 | 8.0417 | 8.0417 | 8.0417 | 8.0417 | 8.0417 | 8.0417 | 8.0417 | 8.0417 | 8.0417 | 8.0417 | 8.0417 | 8.0417 | 8.0417 | 8.0417 | 8.0417 | 8.0417 | 8.0417 | 8.0417 | 8.0417 | 8.0417 | 8.0417 | 8.0417 | 8.0417 | 8.0417 | 8.0417 | 8.0417 | 8.0417 | 8.0417 | 0 | 0 | 0 | 0 | 0 | 0 | 0 | 0 | 0 | 0 | 0 | 0 | 0 | 0 | 0 | 0 | 0 | 0 | 0 | 0 | 0 | 0 | 0 | 0
[19 empty] | Fixed carbon costs | Input | £000s | 0 | 179.7094 | 0 | 0 | 0 | 0 | 0 | 0 | 0 | 0 | 0 | 0 | 0 | 0 | 0 | 0 | 0 | 0 | 0 | 0 | 0 | 0 | 0 | 0 | 0 | 0 | 0 | 0 | 0 | 0 | 0 | 0 | 0 | 0 | 0 | 0 | 0 | 0 | 0 | 0 | 0 | 0 | 0 | 0 | 0 | 0 | 0 | 0 | 0 | 0 | 0 | 0 | 0 | 0 | 0 | 0 | 0 | 0 | 0 | 0 | 0 | 0 | 0 | 0 | 0 | 0 | 0 | 0 | 0 | 0 | 0 | 0 | 0 | 0 | 0 | 0 | 0 | 0 | 0 | 0 | 0 | 0 | 0 | 0 | 0 | 0 | 0 | 0 | 0 | 0 | 0 | 0 | 0 | 0 | 0 | 0 | 0 | 0 | 0 | 0 | 0 | 0 | 0 | 0
[19 empty] | Variable carbon costs | Input | £000s | 0 | 0 | 2.2677 | 2.3043 | 2.3408 | 2.3774 | 2.414 | 2.4506 | 2.4871 | 2.5237 | 2.5603 | 2.798 | 3.0358 | 3.2735 | 3.5113 | 3.749 | 3.9867 | 4.2245 | 4.4622 | 4.7 | 4.9377 | 5.1754 | 5.4132 | 5.6509 | 5.8887 | 6.1264 | 6.3642 | 6.6019 | 6.8396 | 7.0774 | 7.3151 | 7.5738 | 7.8244 | 8.0762 | 8.3282 | 8.572 | 8.8174 | 9.0538 | 9.2846 | 9.5115 | 9.7327 | 9.9082 | 10.0827 | 10.2396 | 10.388 | 10.5185 | 10.6473 | 10.7547 | 10.853 | 10.9364 | 11.0083 | 11.0797 | 11.1389 | 11.1892 | 11.2193 | 11.251 | 11.2537 | 11.2577 | 11.2437 | 11.2229 | 11.1819 | 11.1763 | 11.151 | 11.1172 | 11.0764 | 11.0405 | 10.9832 | 10.9171 | 10.8494 | 10.7713 | 10.6925 | 10.6258 | 10.5574 | 10.4718 | 10.3842 | 10.2929 | 10.1992 | 10.1094 | 10.0034 | 9.9074 | 0 | 0 | 0 | 0 | 0 | 0 | 0 | 0 | 0 | 0 | 0 | 0 | 0 | 0 | 0 | 0 | 0 | 0 | 0 | 0 | 0 | 0 | 0 | 0
[19 empty] | Customer willingness to pay | Input | £000s | 0 | 0 | 0 | 0 | 0 | 0 | 0 | 0 | 0 | 0 | 0 | 0 | 0 | 0 | 0 | 0 | 0 | 0 | 0 | 0 | 0 | 0 | 0 | 0 | 0 | 0 | 0 | 0 | 0 | 0 | 0 | 0 | 0 | 0 | 0 | 0 | 0 | 0 | 0 | 0 | 0 | 0 | 0 | 0 | 0 | 0 | 0 | 0 | 0 | 0 | 0 | 0 | 0 | 0 | 0 | 0 | 0 | 0 | 0 | 0 | 0 | 0 | 0 | 0 | 0 | 0 | 0 | 0 | 0 | 0 | 0 | 0 | 0 | 0 | 0 | 0 | 0 | 0 | 0 | 0 | 0 | 0 | 0 | 0 | 0 | 0 | 0 | 0 | 0 | 0 | 0 | 0 | 0 | 0 | 0 | 0 | 0 | 0 | 0 | 0 | 0 | 0 | 0 | 0
[19 empty] | Total | Sum of above (excl WAFU) | £000s | 1401.4207 | 10795.3345 | 655.2068 | 655.2434 | 655.28 | 655.3165 | 655.3531 | 655.3897 | 655.4263 | 655.4628 | 655.4994 | 655.7372 | 655.9749 | 656.2126 | 656.4504 | 656.6881 | 656.9259 | 657.1636 | 657.4014 | 657.6391 | 657.8768 | 658.1146 | 658.3523 | 658.5901 | 658.8278 | 659.0655 | 659.3033 | 659.541 | 659.7788 | 660.0165 | 660.2543 | 660.5129 | 660.7636 | 661.0154 | 661.2673 | 661.5112 | 661.7565 | 661.9929 | 662.2237 | 662.4506 | 662.6718 | 662.8474 | 663.0219 | 663.1787 | 663.3271 | 663.4576 | 663.5864 | 663.6939 | 663.7922 | 663.8755 | 663.9474 | 664.0189 | 664.078 | 664.1283 | 664.1584 | 664.1901 | 664.1928 | 664.1969 | 664.1828 | 664.1621 | 664.1211 | 664.1154 | 664.0901 | 664.0564 | 664.0156 | 663.9797 | 663.9223 | 663.8563 | 663.7885 | 663.7104 | 663.6316 | 663.565 | 663.4965 | 663.4109 | 663.3233 | 663.232 | 663.1383 | 663.0486 | 662.9426 | 662.8465 | 0 | 0 | 0 | 0 | 0 | 0 | 0 | 0 | 0 | 0 | 0 | 0 | 0 | 0 | 0 | 0 | 0 | 0 | 0 | 0 | 0 | 0 | 0 | 0
58.7x | Mothballed sources refurbished and brought back into supply - North | R5b | GW enhancement | n | 2022-23 | Capacity | 3.8 | 36844.0378 | 16012.004 | 5600.8464 | 0 | 383.6699 | 450.0122 | 22446.5325 | 58.6604 | 60.9231 | 2 | 3 | Gains in WAFU / Savings in demand | Input | Ml/d | 0 | 0 | 3.8 | 3.8 | 3.8 | 3.8 | 3.8 | 3.8 | 3.8 | 3.8 | 3.8 | 3.8 | 3.8 | 3.8 | 3.8 | 3.8 | 3.8 | 3.8 | 3.8 | 3.8 | 3.8 | 3.8 | 3.8 | 3.8 | 3.8 | 3.8 | 3.8 | 3.8 | 3.8 | 3.8 | 3.8 | 3.8 | 3.8 | 3.8 | 3.8 | 3.8 | 3.8 | 3.8 | 3.8 | 3.8 | 3.8 | 3.8 | 3.8 | 3.8 | 3.8 | 3.8 | 3.8 | 3.8 | 3.8 | 3.8 | 3.8 | 3.8 | 3.8 | 3.8 | 3.8 | 3.8 | 3.8 | 3.8 | 3.8 | 3.8 | 3.8 | 3.8 | 3.8 | 3.8 | 3.8 | 3.8 | 3.8 | 3.8 | 3.8 | 3.8 | 3.8 | 3.8 | 3.8 | 3.8 | 3.8 | 3.8 | 3.8 | 3.8 | 3.8 | 3.8 | 0 | 0 | 0 | 0 | 0 | 0 | 0 | 0 | 0 | 0 | 0 | 0 | 0 | 0 | 0 | 0 | 0 | 0 | 0 | 0 | 0 | 0 | 0 | 0
[19 empty] | Fixed capex | Input | £000s | 972.9272 | 7173.1767 | 0 | 0 | 0 | 0 | 0 | 0 | 0 | 0 | 0 | 0 | 0 | 0 | 0 | 0 | 0 | 0 | 0 | 0 | 0 | 0 | 0 | 0 | 0 | 0 | 0 | 0 | 0 | 0 | 0 | 0 | 0 | 0 | 0 | 0 | 0 | 0 | 0 | 0 | 0 | 0 | 0 | 0 | 0 | 0 | 0 | 0 | 0 | 0 | 0 | 0 | 0 | 0 | 0 | 0 | 0 | 0 | 0 | 0 | 0 | 0 | 0 | 0 | 0 | 0 | 0 | 0 | 0 | 0 | 0 | 0 | 0 | 0 | 0 | 0 | 0 | 0 | 0 | 0 | 0 | 0 | 0 | 0 | 0 | 0 | 0 | 0 | 0 | 0 | 0 | 0 | 0 | 0 | 0 | 0 | 0 | 0 | 0 | 0 | 0 | 0 | 0 | 0
[19 empty] | Variable capex | Input | £000s | 0 | 0 | 0 | 0 | 0 | 0 | 0 | 0 | 0 | 0 | 0 | 0 | 0 | 0 | 0 | 0 | 0 | 0 | 0 | 0 | 0 | 0 | 0 | 0 | 0 | 0 | 0 | 0 | 0 | 0 | 0 | 0 | 0 | 0 | 0 | 0 | 0 | 0 | 0 | 0 | 0 | 0 | 0 | 0 | 0 | 0 | 0 | 0 | 0 | 0 | 0 | 0 | 0 | 0 | 0 | 0 | 0 | 0 | 0 | 0 | 0 | 0 | 0 | 0 | 0 | 0 | 0 | 0 | 0 | 0 | 0 | 0 | 0 | 0 | 0 | 0 | 0 | 0 | 0 | 0 | 0 | 0 | 0 | 0 | 0 | 0 | 0 | 0 | 0 | 0 | 0 | 0 | 0 | 0 | 0 | 0 | 0 | 0 | 0 | 0 | 0 | 0 | 0 | 0
[19 empty] | Financing costs | Input | £000s | 35.0254 | 293.2597 | 293.2597 | 293.2597 | 293.2597 | 293.2597 | 293.2597 | 293.2597 | 293.2597 | 293.2597 | 293.2597 | 293.2597 | 293.2597 | 293.2597 | 293.2597 | 293.2597 | 293.2597 | 293.2597 | 293.2597 | 293.2597 | 293.2597 | 293.2597 | 293.2597 | 293.2597 | 293.2597 | 293.2597 | 293.2597 | 293.2597 | 293.2597 | 293.2597 | 293.2597 | 293.2597 | 293.2597 | 293.2597 | 293.2597 | 293.2597 | 293.2597 | 293.2597 | 293.2597 | 293.2597 | 293.2597 | 293.2597 | 293.2597 | 293.2597 | 293.2597 | 293.2597 | 293.2597 | 293.2597 | 293.2597 | 293.2597 | 293.2597 | 293.2597 | 293.2597 | 293.2597 | 293.2597 | 293.2597 | 293.2597 | 293.2597 | 293.2597 | 293.2597 | 293.2597 | 293.2597 | 293.2597 | 293.2597 | 293.2597 | 293.2597 | 293.2597 | 293.2597 | 293.2597 | 293.2597 | 293.2597 | 293.2597 | 293.2597 | 293.2597 | 293.2597 | 293.2597 | 293.2597 | 293.2597 | 293.2597 | 293.2597
[19 empty] | Fixed opex | Input | £000s | 0 | 0 | 0 | 0 | 0 | 0 | 0 | 0 | 0 | 0 | 0 | 0 | 0 | 0 | 0 | 0 | 0 | 0 | 0 | 0 | 0 | 0 | 0 | 0 | 0 | 0 | 0 | 0 | 0 | 0 | 0 | 0 | 0 | 0 | 0 | 0 | 0 | 0 | 0 | 0 | 0 | 0 | 0 | 0 | 0 | 0 | 0 | 0 | 0 | 0 | 0 | 0 | 0 | 0 | 0 | 0 | 0 | 0 | 0 | 0 | 0 | 0 | 0 | 0 | 0 | 0 | 0 | 0 | 0 | 0 | 0 | 0 | 0 | 0 | 0 | 0 | 0 | 0 | 0 | 0 | 0 | 0 | 0 | 0 | 0 | 0 | 0 | 0 | 0 | 0 | 0 | 0 | 0 | 0 | 0 | 0 | 0 | 0 | 0 | 0 | 0 | 0 | 0 | 0
[19 empty] | Variable opex | Input | £000s | 0 | 0 | 165.4 | 212.5 | 212.5 | 212.5 | 212.5 | 212.5 | 212.5 | 212.5 | 212.5 | 212.5 | 212.5 | 212.5 | 212.5 | 212.5 | 212.5 | 212.5 | 212.5 | 212.5 | 212.5 | 212.5 | 212.5 | 212.5 | 212.5 | 212.5 | 212.5 | 212.5 | 212.5 | 212.5 | 212.5 | 212.5 | 212.5 | 212.5 | 212.5 | 212.5 | 212.5 | 212.5 | 212.5 | 212.5 | 212.5 | 212.5 | 212.5 | 212.5 | 212.5 | 212.5 | 212.5 | 212.5 | 212.5 | 212.5 | 212.5 | 212.5 | 212.5 | 212.5 | 212.5 | 212.5 | 212.5 | 212.5 | 212.5 | 212.5 | 212.5 | 212.5 | 212.5 | 212.5 | 212.5 | 212.5 | 212.5 | 212.5 | 212.5 | 212.5 | 212.5 | 212.5 | 212.5 | 212.5 | 212.5 | 212.5 | 212.5 | 212.5 | 212.5 | 212.5 | 0 | 0 | 0 | 0 | 0 | 0 | 0 | 0 | 0 | 0 | 0 | 0 | 0 | 0 | 0 | 0 | 0 | 0 | 0 | 0 | 0 | 0 | 0 | 0
[19 empty] | Opex savings | Input | £000s | 0 | 0 | 0 | 0 | 0 | 0 | 0 | 0 | 0 | 0 | 0 | 0 | 0 | 0 | 0 | 0 | 0 | 0 | 0 | 0 | 0 | 0 | 0 | 0 | 0 | 0 | 0 | 0 | 0 | 0 | 0 | 0 | 0 | 0 | 0 | 0 | 0 | 0 | 0 | 0 | 0 | 0 | 0 | 0 | 0 | 0 | 0 | 0 | 0 | 0 | 0 | 0 | 0 | 0 | 0 | 0 | 0 | 0 | 0 | 0 | 0 | 0 | 0 | 0 | 0 | 0 | 0 | 0 | 0 | 0 | 0 | 0 | 0 | 0 | 0 | 0 | 0 | 0 | 0 | 0 | 0 | 0 | 0 | 0 | 0 | 0 | 0 | 0 | 0 | 0 | 0 | 0 | 0 | 0 | 0 | 0 | 0 | 0 | 0 | 0 | 0 | 0 | 0 | 0
[19 empty] | Fixed env & social | Input | £000s | 0 | 6.2329 | 0 | 0 | 0 | 0 | 0 | 0 | 0 | 0 | 0 | 0 | 0 | 0 | 0 | 0 | 0 | 0 | 0 | 0 | 0 | 0 | 0 | 0 | 0 | 0 | 0 | 0 | 0 | 0 | 0 | 0 | 0 | 0 | 0 | 0 | 0 | 0 | 0 | 0 | 0 | 0 | 0 | 0 | 0 | 0 | 0 | 0 | 0 | 0 | 0 | 0 | 0 | 0 | 0 | 0 | 0 | 0 | 0 | 0 | 0 | 0 | 0 | 0 | 0 | 0 | 0 | 0 | 0 | 0 | 0 | 0 | 0 | 0 | 0 | 0 | 0 | 0 | 0 | 0 | 0 | 0 | 0 | 0 | 0 | 0 | 0 | 0 | 0 | 0 | 0 | 0 | 0 | 0 | 0 | 0 | 0 | 0 | 0 | 0 | 0 | 0 | 0 | 0
[19 empty] | Variable env & social | Input | £000s | 0 | 0 | 16.7141 | 16.7141 | 16.7141 | 16.7141 | 16.7141 | 16.7141 | 16.7141 | 16.7141 | 16.7141 | 16.7141 | 16.7141 | 16.7141 | 16.7141 | 16.7141 | 16.7141 | 16.7141 | 16.7141 | 16.7141 | 16.7141 | 16.7141 | 16.7141 | 16.7141 | 16.7141 | 16.7141 | 16.7141 | 16.7141 | 16.7141 | 16.7141 | 16.7141 | 16.7141 | 16.7141 | 16.7141 | 16.7141 | 16.7141 | 16.7141 | 16.7141 | 16.7141 | 16.7141 | 16.7141 | 16.7141 | 16.7141 | 16.7141 | 16.7141 | 16.7141 | 16.7141 | 16.7141 | 16.7141 | 16.7141 | 16.7141 | 16.7141 | 16.7141 | 16.7141 | 16.7141 | 16.7141 | 16.7141 | 16.7141 | 16.7141 | 16.7141 | 16.7141 | 16.7141 | 16.7141 | 16.7141 | 16.7141 | 16.7141 | 16.7141 | 16.7141 | 16.7141 | 16.7141 | 16.7141 | 16.7141 | 16.7141 | 16.7141 | 16.7141 | 16.7141 | 16.7141 | 16.7141 | 16.7141 | 16.7141 | 0 | 0 | 0 | 0 | 0 | 0 | 0 | 0 | 0 | 0 | 0 | 0 | 0 | 0 | 0 | 0 | 0 | 0 | 0 | 0 | 0 | 0 | 0 | 0
[19 empty] | Fixed carbon costs | Input | £000s | 0 | 210.0111 | 0 | 0 | 0 | 0 | 0 | 0 | 0 | 0 | 0 | 0 | 0 | 0 | 0 | 0 | 0 | 0 | 0 | 0 | 0 | 0 | 0 | 0 | 0 | 0 | 0 | 0 | 0 | 0 | 0 | 0 | 0 | 0 | 0 | 0 | 0 | 0 | 0 | 0 | 0 | 0 | 0 | 0 | 0 | 0 | 0 | 0 | 0 | 0 | 0 | 0 | 0 | 0 | 0 | 0 | 0 | 0 | 0 | 0 | 0 | 0 | 0 | 0 | 0 | 0 | 0 | 0 | 0 | 0 | 0 | 0 | 0 | 0 | 0 | 0 | 0 | 0 | 0 | 0 | 0 | 0 | 0 | 0 | 0 | 0 | 0 | 0 | 0 | 0 | 0 | 0 | 0 | 0 | 0 | 0 | 0 | 0 | 0 | 0 | 0 | 0 | 0 | 0
[19 empty] | Variable carbon costs | Input | £000s | 0 | 0 | 2.5985 | 2.6404 | 2.6823 | 2.7242 | 2.7662 | 2.8081 | 2.85 | 2.8919 | 2.9338 | 3.2062 | 3.4787 | 3.7511 | 4.0235 | 4.2959 | 4.5684 | 4.8408 | 5.1132 | 5.3856 | 5.6581 | 5.9305 | 6.2029 | 6.4753 | 6.7477 | 7.0202 | 7.2926 | 7.565 | 7.8374 | 8.1099 | 8.3823 | 8.6787 | 8.9659 | 9.2545 | 9.5431 | 9.8226 | 10.1037 | 10.3746 | 10.6391 | 10.8991 | 11.1525 | 11.3537 | 11.5537 | 11.7334 | 11.9035 | 12.053 | 12.2005 | 12.3237 | 12.4363 | 12.5319 | 12.6143 | 12.6961 | 12.7639 | 12.8215 | 12.8561 | 12.8923 | 12.8954 | 12.9001 | 12.884 | 12.8602 | 12.8132 | 12.8067 | 12.7778 | 12.7391 | 12.6923 | 12.6512 | 12.5855 | 12.5098 | 12.4322 | 12.3427 | 12.2523 | 12.176 | 12.0975 | 11.9995 | 11.8991 | 11.7945 | 11.6871 | 11.5842 | 11.4628 | 11.3527 | 0 | 0 | 0 | 0 | 0 | 0 | 0 | 0 | 0 | 0 | 0 | 0 | 0 | 0 | 0 | 0 | 0 | 0 | 0 | 0 | 0 | 0 | 0 | 0
[19 empty] | Customer willingness to pay | Input | £000s | 0 | 0 | 0 | 0 | 0 | 0 | 0 | 0 | 0 | 0 | 0 | 0 | 0 | 0 | 0 | 0 | 0 | 0 | 0 | 0 | 0 | 0 | 0 | 0 | 0 | 0 | 0 | 0 | 0 | 0 | 0 | 0 | 0 | 0 | 0 | 0 | 0 | 0 | 0 | 0 | 0 | 0 | 0 | 0 | 0 | 0 | 0 | 0 | 0 | 0 | 0 | 0 | 0 | 0 | 0 | 0 | 0 | 0 | 0 | 0 | 0 | 0 | 0 | 0 | 0 | 0 | 0 | 0 | 0 | 0 | 0 | 0 | 0 | 0 | 0 | 0 | 0 | 0 | 0 | 0 | 0 | 0 | 0 | 0 | 0 | 0 | 0 | 0 | 0 | 0 | 0 | 0 | 0 | 0 | 0 | 0 | 0 | 0 | 0 | 0 | 0 | 0 | 0 | 0
[19 empty] | Total | Sum of above (excl WAFU) | £000s | 1007.9526 | 7682.6806 | 477.9723 | 525.1142 | 525.1562 | 525.1981 | 525.24 | 525.2819 | 525.3238 | 525.3657 | 525.4076 | 525.6801 | 525.9525 | 526.2249 | 526.4973 | 526.7698 | 527.0422 | 527.3146 | 527.587 | 527.8594 | 528.1319 | 528.4043 | 528.6767 | 528.9491 | 529.2216 | 529.494 | 529.7664 | 530.0388 | 530.3113 | 530.5837 | 530.8561 | 531.1526 | 531.4397 | 531.7283 | 532.017 | 532.2964 | 532.5775 | 532.8484 | 533.1129 | 533.3729 | 533.6264 | 533.8275 | 534.0275 | 534.2072 | 534.3773 | 534.5268 | 534.6744 | 534.7975 | 534.9102 | 535.0057 | 535.0881 | 535.1699 | 535.2378 | 535.2954 | 535.3299 | 535.3662 | 535.3693 | 535.3739 | 535.3578 | 535.334 | 535.287 | 535.2806 | 535.2516 | 535.2129 | 535.1661 | 535.125 | 535.0593 | 534.9836 | 534.906 | 534.8165 | 534.7262 | 534.6498 | 534.5714 | 534.4733 | 534.3729 | 534.2683 | 534.1609 | 534.0581 | 533.9366 | 533.8265 | 0 | 0 | 0 | 0 | 0 | 0 | 0 | 0 | 0 | 0 | 0 | 0 | 0 | 0 | 0 | 0 | 0 | 0 | 0 | 0 | 0 | 0 | 0 | 0
59a | DISTRIBUTION SIDE | bar: 1 Year 1 to 80 Year 80
59.1a | Options to reduce Distribution Losses | bar: 1 Year 1 to 80 Year 80
59.1x | Innovation and optimisation of existing Active Leakage Control | ALC1 | Active leakage management | n | 2020-21 | Capacity | 1 | 9707.7278 | 0 | 0 | -892.3921 | 0 | -7984.9951 | -8877.3872 | -9.1926 | -91.4466 | 3 | 4 | Gains in WAFU / Savings in demand | Input | Ml/d | 0.2 | 0.4 | 0.6 | 0.8 | 1 | 1 | 1 | 1 | 1 | 1 | 1 | 1 | 1 | 1 | 1 | 1 | 1 | 1 | 1 | 1 | 1 | 1 | 1 | 1 | 1 | 1 | 1 | 1 | 1 | 1 | 1 | 1 | 1 | 1 | 1 | 1 | 1 | 1 | 1 | 1 | 1 | 1 | 1 | 1 | 1 | 1 | 1 | 1 | 1 | 1 | 1 | 1 | 1 | 1 | 1 | 1 | 1 | 1 | 1 | 1 | 1 | 1 | 1 | 1 | 1 | 1 | 1 | 1 | 1 | 1 | 1 | 1 | 1 | 1 | 1 | 1 | 1 | 1 | 1 | 1 | 0 | 0 | 0 | 0 | 0 | 0 | 0 | 0 | 0 | 0 | 0 | 0 | 0 | 0 | 0 | 0 | 0 | 0 | 0 | 0 | 0 | 0 | 0 | 0
[19 empty] | Fixed capex | Input | £000s | 0 | 0 | 0 | 0 | 0 | 0 | 0 | 0 | 0 | 0 | 0 | 0 | 0 | 0 | 0 | 0 | 0 | 0 | 0 | 0 | 0 | 0 | 0 | 0 | 0 | 0 | 0 | 0 | 0 | 0 | 0 | 0 | 0 | 0 | 0 | 0 | 0 | 0 | 0 | 0 | 0 | 0 | 0 | 0 | 0 | 0 | 0 | 0 | 0 | 0 | 0 | 0 | 0 | 0 | 0 | 0 | 0 | 0 | 0 | 0 | 0 | 0 | 0 | 0 | 0 | 0 | 0 | 0 | 0 | 0 | 0 | 0 | 0 | 0 | 0 | 0 | 0 | 0 | 0 | 0 | 0 | 0 | 0 | 0 | 0 | 0 | 0 | 0 | 0 | 0 | 0 | 0 | 0 | 0 | 0 | 0 | 0 | 0 | 0 | 0 | 0 | 0 | 0 | 0
[19 empty] | Variable capex | Input | £000s | 0 | 0 | 0 | 0 | 0 | 0 | 0 | 0 | 0 | 0 | 0 | 0 | 0 | 0 | 0 | 0 | 0 | 0 | 0 | 0 | 0 | 0 | 0 | 0 | 0 | 0 | 0 | 0 | 0 | 0 | 0 | 0 | 0 | 0 | 0 | 0 | 0 | 0 | 0 | 0 | 0 | 0 | 0 | 0 | 0 | 0 | 0 | 0 | 0 | 0 | 0 | 0 | 0 | 0 | 0 | 0 | 0 | 0 | 0 | 0 | 0 | 0 | 0 | 0 | 0 | 0 | 0 | 0 | 0 | 0 | 0 | 0 | 0 | 0 | 0 | 0 | 0 | 0 | 0 | 0 | 0 | 0 | 0 | 0 | 0 | 0 | 0 | 0 | 0 | 0 | 0 | 0 | 0 | 0 | 0 | 0 | 0 | 0 | 0 | 0 | 0 | 0 | 0 | 0
[19 empty] | Financing costs | Input | £000s | 0 | 0 | 0 | 0 | 0 | 0 | 0 | 0 | 0 | 0 | 0 | 0 | 0 | 0 | 0 | 0 | 0 | 0 | 0 | 0 | 0 | 0 | 0 | 0 | 0 | 0 | 0 | 0 | 0 | 0 | 0 | 0 | 0 | 0 | 0 | 0 | 0 | 0 | 0 | 0 | 0 | 0 | 0 | 0 | 0 | 0 | 0 | 0 | 0 | 0 | 0 | 0 | 0 | 0 | 0 | 0 | 0 | 0 | 0 | 0 | 0 | 0 | 0 | 0 | 0 | 0 | 0 | 0 | 0 | 0 | 0 | 0 | 0 | 0 | 0 | 0 | 0 | 0 | 0 | 0
[19 empty] | Fixed opex | Input | £000s | 0 | 0 | 0 | 0 | 0 | 0 | 0 | 0 | 0 | 0 | 0 | 0 | 0 | 0 | 0 | 0 | 0 | 0 | 0 | 0 | 0 | 0 | 0 | 0 | 0 | 0 | 0 | 0 | 0 | 0 | 0 | 0 | 0 | 0 | 0 | 0 | 0 | 0 | 0 | 0 | 0 | 0 | 0 | 0 | 0 | 0 | 0 | 0 | 0 | 0 | 0 | 0 | 0 | 0 | 0 | 0 | 0 | 0 | 0 | 0 | 0 | 0 | 0 | 0 | 0 | 0 | 0 | 0 | 0 | 0 | 0 | 0 | 0 | 0 | 0 | 0 | 0 | 0 | 0 | 0 | 0 | 0 | 0 | 0 | 0 | 0 | 0 | 0 | 0 | 0 | 0 | 0 | 0 | 0 | 0 | 0 | 0 | 0 | 0 | 0 | 0 | 0 | 0 | 0
[19 empty] | Variable opex | Input | £000s | 0 | 0 | 0 | 0 | 0 | 0 | 0 | 0 | 0 | 0 | 0 | 0 | 0 | 0 | 0 | 0 | 0 | 0 | 0 | 0 | 0 | 0 | 0 | 0 | 0 | 0 | 0 | 0 | 0 | 0 | 0 | 0 | 0 | 0 | 0 | 0 | 0 | 0 | 0 | 0 | 0 | 0 | 0 | 0 | 0 | 0 | 0 | 0 | 0 | 0 | 0 | 0 | 0 | 0 | 0 | 0 | 0 | 0 | 0 | 0 | 0 | 0 | 0 | 0 | 0 | 0 | 0 | 0 | 0 | 0 | 0 | 0 | 0 | 0 | 0 | 0 | 0 | 0 | 0 | 0 | 0 | 0 | 0 | 0 | 0 | 0 | 0 | 0 | 0 | 0 | 0 | 0 | 0 | 0 | 0 | 0 | 0 | 0 | 0 | 0 | 0 | 0 | 0 | 0
[19 empty] | Opex savings | Input | £000s | -3.4153 | -10.2459 | -17.0765 | -23.9071 | -30.7377 | -34.153 | -34.153 | -34.153 | -34.153 | -34.153 | -34.153 | -34.153 | -34.153 | -34.153 | -34.153 | -34.153 | -34.153 | -34.153 | -34.153 | -34.153 | -34.153 | -34.153 | -34.153 | -34.153 | -34.153 | -34.153 | -34.153 | -34.153 | -34.153 | -34.153 | -34.153 | -34.153 | -34.153 | -34.153 | -34.153 | -34.153 | -34.153 | -34.153 | -34.153 | -34.153 | -34.153 | -34.153 | -34.153 | -34.153 | -34.153 | -34.153 | -34.153 | -34.153 | -34.153 | -34.153 | -34.153 | -34.153 | -34.153 | -34.153 | -34.153 | -34.153 | -34.153 | -34.153 | -34.153 | -34.153 | -34.153 | -34.153 | -34.153 | -34.153 | -34.153 | -34.153 | -34.153 | -34.153 | -34.153 | -34.153 | -34.153 | -34.153 | -34.153 | -34.153 | -34.153 | -34.153 | -34.153 | -34.153 | -34.153 | -34.153 | 0 | 0 | 0 | 0 | 0 | 0 | 0 | 0 | 0 | 0 | 0 | 0 | 0 | 0 | 0 | 0 | 0 | 0 | 0 | 0 | 0 | 0 | 0 | 0
[19 empty] | Fixed env & social | Input | £000s | 0 | 0 | 0 | 0 | 0 | 0 | 0 | 0 | 0 | 0 | 0 | 0 | 0 | 0 | 0 | 0 | 0 | 0 | 0 | 0 | 0 | 0 | 0 | 0 | 0 | 0 | 0 | 0 | 0 | 0 | 0 | 0 | 0 | 0 | 0 | 0 | 0 | 0 | 0 | 0 | 0 | 0 | 0 | 0 | 0 | 0 | 0 | 0 | 0 | 0 | 0 | 0 | 0 | 0 | 0 | 0 | 0 | 0 | 0 | 0 | 0 | 0 | 0 | 0 | 0 | 0 | 0 | 0 | 0 | 0 | 0 | 0 | 0 | 0 | 0 | 0 | 0 | 0 | 0 | 0 | 0 | 0 | 0 | 0 | 0 | 0 | 0 | 0 | 0 | 0 | 0 | 0 | 0 | 0 | 0 | 0 | 0 | 0 | 0 | 0 | 0 | 0 | 0 | 0
[19 empty] | Variable env & social | Input | £000s | 0 | 0 | 0 | 0 | 0 | 0 | 0 | 0 | 0 | 0 | 0 | 0 | 0 | 0 | 0 | 0 | 0 | 0 | 0 | 0 | 0 | 0 | 0 | 0 | 0 | 0 | 0 | 0 | 0 | 0 | 0 | 0 | 0 | 0 | 0 | 0 | 0 | 0 | 0 | 0 | 0 | 0 | 0 | 0 | 0 | 0 | 0 | 0 | 0 | 0 | 0 | 0 | 0 | 0 | 0 | 0 | 0 | 0 | 0 | 0 | 0 | 0 | 0 | 0 | 0 | 0 | 0 | 0 | 0 | 0 | 0 | 0 | 0 | 0 | 0 | 0 | 0 | 0 | 0 | 0 | 0 | 0 | 0 | 0 | 0 | 0 | 0 | 0 | 0 | 0 | 0 | 0 | 0 | 0 | 0 | 0 | 0 | 0 | 0 | 0 | 0 | 0 | 0 | 0
[19 empty] | Fixed carbon costs | Input | £000s | 0 | 0 | 0 | 0 | 0 | 0 | 0 | 0 | 0 | 0 | 0 | 0 | 0 | 0 | 0 | 0 | 0 | 0 | 0 | 0 | 0 | 0 | 0 | 0 | 0 | 0 | 0 | 0 | 0 | 0 | 0 | 0 | 0 | 0 | 0 | 0 | 0 | 0 | 0 | 0 | 0 | 0 | 0 | 0 | 0 | 0 | 0 | 0 | 0 | 0 | 0 | 0 | 0 | 0 | 0 | 0 | 0 | 0 | 0 | 0 | 0 | 0 | 0 | 0 | 0 | 0 | 0 | 0 | 0 | 0 | 0 | 0 | 0 | 0 | 0 | 0 | 0 | 0 | 0 | 0 | 0 | 0 | 0 | 0 | 0 | 0 | 0 | 0 | 0 | 0 | 0 | 0 | 0 | 0 | 0 | 0 | 0 | 0 | 0 | 0 | 0 | 0 | 0 | 0
[19 empty] | Variable carbon costs | Input | £000s | 0 | 0 | 0 | 0 | 0 | 0 | 0 | 0 | 0 | 0 | 0 | 0 | 0 | 0 | 0 | 0 | 0 | 0 | 0 | 0 | 0 | 0 | 0 | 0 | 0 | 0 | 0 | 0 | 0 | 0 | 0 | 0 | 0 | 0 | 0 | 0 | 0 | 0 | 0 | 0 | 0 | 0 | 0 | 0 | 0 | 0 | 0 | 0 | 0 | 0 | 0 | 0 | 0 | 0 | 0 | 0 | 0 | 0 | 0 | 0 | 0 | 0 | 0 | 0 | 0 | 0 | 0 | 0 | 0 | 0 | 0 | 0 | 0 | 0 | 0 | 0 | 0 | 0 | 0 | 0 | 0 | 0 | 0 | 0 | 0 | 0 | 0 | 0 | 0 | 0 | 0 | 0 | 0 | 0 | 0 | 0 | 0 | 0 | 0 | 0 | 0 | 0 | 0 | 0
[19 empty] | Customer willingness to pay | Input | £000s | -116.1619 | -232.3238 | -348.4856 | -464.6475 | -580.8094 | -580.8094 | -580.8094 | -580.8094 | -580.8094 | -580.8094 | -580.8094 | -580.8094 | -580.8094 | -580.8094 | -580.8094 | -580.8094 | -580.8094 | -580.8094 | -580.8094 | -580.8094 | -464.6475 | -348.4856 | -232.3238 | -116.1619 | 0 | 0 | 0 | 0 | 0 | 0 | 0 | 0 | 0 | 0 | 0 | 0 | 0 | 0 | 0 | 0 | 0 | 0 | 0 | 0 | 0 | 0 | 0 | 0 | 0 | 0 | 0 | 0 | 0 | 0 | 0 | 0 | 0 | 0 | 0 | 0 | 0 | 0 | 0 | 0 | 0 | 0 | 0 | 0 | 0 | 0 | 0 | 0 | 0 | 0 | 0 | 0 | 0 | 0 | 0 | 0 | 0 | 0 | 0 | 0 | 0 | 0 | 0 | 0 | 0 | 0 | 0 | 0 | 0 | 0 | 0 | 0 | 0 | 0 | 0 | 0 | 0 | 0 | 0 | 0
[19 empty] | Total | Sum of above (excl WAFU) | £000s | -119.5772 | -242.5697 | -365.5622 | -488.5547 | -611.5472 | -614.9625 | -614.9625 | -614.9625 | -614.9625 | -614.9625 | -614.9625 | -614.9625 | -614.9625 | -614.9625 | -614.9625 | -614.9625 | -614.9625 | -614.9625 | -614.9625 | -614.9625 | -498.8006 | -382.6387 | -266.4768 | -150.3149 | -34.153 | -34.153 | -34.153 | -34.153 | -34.153 | -34.153 | -34.153 | -34.153 | -34.153 | -34.153 | -34.153 | -34.153 | -34.153 | -34.153 | -34.153 | -34.153 | -34.153 | -34.153 | -34.153 | -34.153 | -34.153 | -34.153 | -34.153 | -34.153 | -34.153 | -34.153 | -34.153 | -34.153 | -34.153 | -34.153 | -34.153 | -34.153 | -34.153 | -34.153 | -34.153 | -34.153 | -34.153 | -34.153 | -34.153 | -34.153 | -34.153 | -34.153 | -34.153 | -34.153 | -34.153 | -34.153 | -34.153 | -34.153 | -34.153 | -34.153 | -34.153 | -34.153 | -34.153 | -34.153 | -34.153 | -34.153 | 0 | 0 | 0 | 0 | 0 | 0 | 0 | 0 | 0 | 0 | 0 | 0 | 0 | 0 | 0 | 0 | 0 | 0 | 0 | 0 | 0 | 0 | 0 | 0
59.1x | Increased Active Leakage Control activity 2Ml/d | ALC2a | Active leakage management | n | 2020-21 | Capacity | 2 | 19415.4557 | 13113.3271 | 7260.2746 | -1784.7842 | 338.5175 | -14652.1887 | 4275.1463 | 95.7424 | 22.0193 | 3 | 4 | Gains in WAFU / Savings in demand | Input | Ml/d | 0.4 | 0.8 | 1.2 | 1.6 | 2 | 2 | 2 | 2 | 2 | 2 | 2 | 2 | 2 | 2 | 2 | 2 | 2 | 2 | 2 | 2 | 2 | 2 | 2 | 2 | 2 | 2 | 2 | 2 | 2 | 2 | 2 | 2 | 2 | 2 | 2 | 2 | 2 | 2 | 2 | 2 | 2 | 2 | 2 | 2 | 2 | 2 | 2 | 2 | 2 | 2 | 2 | 2 | 2 | 2 | 2 | 2 | 2 | 2 | 2 | 2 | 2 | 2 | 2 | 2 | 2 | 2 | 2 | 2 | 2 | 2 | 2 | 2 | 2 | 2 | 2 | 2 | 2 | 2 | 2 | 2 | 0 | 0 | 0 | 0 | 0 | 0 | 0 | 0 | 0 | 0 | 0 | 0 | 0 | 0 | 0 | 0 | 0 | 0 | 0 | 0 | 0 | 0 | 0 | 0
[19 empty] | Fixed capex | Input | £000s | 650 | 0 | 0 | 0 | 0 | 0 | 0 | 0 | 0 | 0 | 400 | 0 | 0 | 0 | 0 | 0 | 0 | 0 | 0 | 0 | 400 | 0 | 0 | 0 | 0 | 0 | 0 | 0 | 0 | 0 | 400 | 0 | 0 | 0 | 0 | 0 | 0 | 0 | 0 | 0 | 400 | 0 | 0 | 0 | 0 | 0 | 0 | 0 | 0 | 0 | 400 | 0 | 0 | 0 | 0 | 0 | 0 | 0 | 0 | 0 | 400 | 0 | 0 | 0 | 0 | 0 | 0 | 0 | 0 | 0 | 400 | 0 | 0 | 0 | 0 | 0 | 0 | 0 | 0 | 0 | 0 | 0 | 0 | 0 | 0 | 0 | 0 | 0 | 0 | 0 | 0 | 0 | 0 | 0 | 0 | 0 | 0 | 0 | 0 | 0 | 0 | 0 | 0 | 0
[19 empty] | Variable capex | Input | £000s | 106 | 212 | 212 | 212 | 212 | 106 | 106 | 106 | 106 | 106 | 106 | 106 | 106 | 106 | 106 | 106 | 106 | 106 | 106 | 106 | 106 | 106 | 106 | 106 | 106 | 106 | 106 | 106 | 106 | 106 | 106 | 106 | 106 | 106 | 106 | 106 | 106 | 106 | 106 | 106 | 106 | 106 | 106 | 106 | 106 | 106 | 106 | 106 | 106 | 106 | 106 | 106 | 106 | 106 | 106 | 106 | 106 | 106 | 106 | 106 | 106 | 106 | 106 | 106 | 106 | 106 | 106 | 106 | 106 | 106 | 106 | 106 | 106 | 106 | 106 | 106 | 106 | 106 | 106 | 106 | 0 | 0 | 0 | 0 | 0 | 0 | 0 | 0 | 0 | 0 | 0 | 0 | 0 | 0 | 0 | 0 | 0 | 0 | 0 | 0 | 0 | 0 | 0 | 0
[19 empty] | Financing costs | Input | £000s | 27.216 | 34.848 | 42.48 | 50.112 | 57.744 | 61.56 | 65.376 | 69.192 | 73.008 | 76.824 | 89.784 | 102.744 | 115.704 | 128.664 | 141.624 | 154.584 | 167.544 | 180.504 | 193.464 | 206.424 | 219.384 | 232.344 | 245.304 | 258.264 | 271.224 | 284.184 | 297.144 | 310.104 | 323.064 | 336.024 | 348.984 | 361.944 | 374.904 | 387.864 | 400.824 | 413.784 | 426.744 | 439.704 | 452.664 | 465.624 | 478.584 | 491.544 | 504.504 | 517.464 | 530.424 | 543.384 | 556.344 | 569.304 | 582.264 | 595.224 | 608.184 | 621.144 | 634.104 | 647.064 | 660.024 | 672.984 | 685.944 | 698.904 | 711.864 | 724.824 | 737.784 | 750.744 | 763.704 | 776.664 | 789.624 | 802.584 | 815.544 | 828.504 | 841.464 | 854.424 | 867.384 | 880.344 | 893.304 | 906.264 | 919.224 | 932.184 | 945.144 | 958.104 | 971.064 | 984.024
[19 empty] | Fixed opex | Input | £000s | 130 | 259 | 259 | 259 | 259 | 259 | 259 | 259 | 259 | 259 | 259 | 259 | 259 | 259 | 259 | 259 | 259 | 259 | 259 | 259 | 259 | 259 | 259 | 259 | 259 | 259 | 259 | 259 | 259 | 259 | 259 | 259 | 259 | 259 | 259 | 259 | 259 | 259 | 259 | 259 | 259 | 259 | 259 | 259 | 259 | 259 | 259 | 259 | 259 | 259 | 259 | 259 | 259 | 259 | 259 | 259 | 259 | 259 | 259 | 259 | 259 | 259 | 259 | 259 | 259 | 259 | 259 | 259 | 259 | 259 | 259 | 259 | 259 | 259 | 259 | 259 | 259 | 259 | 259 | 259 | 0 | 0 | 0 | 0 | 0 | 0 | 0 | 0 | 0 | 0 | 0 | 0 | 0 | 0 | 0 | 0 | 0 | 0 | 0 | 0 | 0 | 0 | 0 | 0
[19 empty] | Variable opex | Input | £000s | 0 | 0 | 0 | 0 | 0 | 0 | 0 | 0 | 0 | 0 | 0 | 0 | 0 | 0 | 0 | 0 | 0 | 0 | 0 | 0 | 0 | 0 | 0 | 0 | 0 | 0 | 0 | 0 | 0 | 0 | 0 | 0 | 0 | 0 | 0 | 0 | 0 | 0 | 0 | 0 | 0 | 0 | 0 | 0 | 0 | 0 | 0 | 0 | 0 | 0 | 0 | 0 | 0 | 0 | 0 | 0 | 0 | 0 | 0 | 0 | 0 | 0 | 0 | 0 | 0 | 0 | 0 | 0 | 0 | 0 | 0 | 0 | 0 | 0 | 0 | 0 | 0 | 0 | 0 | 0 | 0 | 0 | 0 | 0 | 0 | 0 | 0 | 0 | 0 | 0 | 0 | 0 | 0 | 0 | 0 | 0 | 0 | 0 | 0 | 0 | 0 | 0 | 0 | 0
[19 empty] | Opex savings | Input | £000s | -6.8306 | -20.4918 | -34.1531 | -47.8143 | -61.4755 | -68.3061 | -68.3061 | -68.3061 | -68.3061 | -68.3061 | -68.3061 | -68.3061 | -68.3061 | -68.3061 | -68.3061 | -68.3061 | -68.3061 | -68.3061 | -68.3061 | -68.3061 | -68.3061 | -68.3061 | -68.3061 | -68.3061 | -68.3061 | -68.3061 | -68.3061 | -68.3061 | -68.3061 | -68.3061 | -68.3061 | -68.3061 | -68.3061 | -68.3061 | -68.3061 | -68.3061 | -68.3061 | -68.3061 | -68.3061 | -68.3061 | -68.3061 | -68.3061 | -68.3061 | -68.3061 | -68.3061 | -68.3061 | -68.3061 | -68.3061 | -68.3061 | -68.3061 | -68.3061 | -68.3061 | -68.3061 | -68.3061 | -68.3061 | -68.3061 | -68.3061 | -68.3061 | -68.3061 | -68.3061 | -68.3061 | -68.3061 | -68.3061 | -68.3061 | -68.3061 | -68.3061 | -68.3061 | -68.3061 | -68.3061 | -68.3061 | -68.3061 | -68.3061 | -68.3061 | -68.3061 | -68.3061 | -68.3061 | -68.3061 | -68.3061 | -68.3061 | -68.3061 | 0 | 0 | 0 | 0 | 0 | 0 | 0 | 0 | 0 | 0 | 0 | 0 | 0 | 0 | 0 | 0 | 0 | 0 | 0 | 0 | 0 | 0 | 0 | 0
[19 empty] | Fixed env & social | Input | £000s | 0 | 0 | 0 | 0 | 0 | 0 | 0 | 0 | 0 | 0 | 0 | 0 | 0 | 0 | 0 | 0 | 0 | 0 | 0 | 0 | 0 | 0 | 0 | 0 | 0 | 0 | 0 | 0 | 0 | 0 | 0 | 0 | 0 | 0 | 0 | 0 | 0 | 0 | 0 | 0 | 0 | 0 | 0 | 0 | 0 | 0 | 0 | 0 | 0 | 0 | 0 | 0 | 0 | 0 | 0 | 0 | 0 | 0 | 0 | 0 | 0 | 0 | 0 | 0 | 0 | 0 | 0 | 0 | 0 | 0 | 0 | 0 | 0 | 0 | 0 | 0 | 0 | 0 | 0 | 0 | 0 | 0 | 0 | 0 | 0 | 0 | 0 | 0 | 0 | 0 | 0 | 0 | 0 | 0 | 0 | 0 | 0 | 0 | 0 | 0 | 0 | 0 | 0 | 0
[19 empty] | Variable env & social | Input | £000s | 46.19 | 46.19 | 46.19 | 46.19 | 46.19 | 46.19 | 46.19 | 46.19 | 46.19 | 46.19 | 46.19 | 46.19 | 46.19 | 46.19 | 46.19 | 46.19 | 46.19 | 46.19 | 46.19 | 46.19 | 46.19 | 46.19 | 46.19 | 46.19 | 46.19 | 46.19 | 46.19 | 46.19 | 46.19 | 46.19 | 46.19 | 46.19 | 46.19 | 46.19 | 46.19 | 46.19 | 46.19 | 46.19 | 46.19 | 46.19 | 46.19 | 46.19 | 46.19 | 46.19 | 46.19 | 46.19 | 46.19 | 46.19 | 46.19 | 46.19 | 46.19 | 46.19 | 46.19 | 46.19 | 46.19 | 46.19 | 46.19 | 46.19 | 46.19 | 46.19 | 46.19 | 46.19 | 46.19 | 46.19 | 46.19 | 46.19 | 46.19 | 46.19 | 46.19 | 46.19 | 46.19 | 46.19 | 46.19 | 46.19 | 46.19 | 46.19 | 46.19 | 46.19 | 46.19 | 46.19 | 0 | 0 | 0 | 0 | 0 | 0 | 0 | 0 | 0 | 0 | 0 | 0 | 0 | 0 | 0 | 0 | 0 | 0 | 0 | 0 | 0 | 0 | 0 | 0
[19 empty] | Fixed carbon costs | Input | £000s | 4.583 | 4.6594 | 4.7357 | 4.8121 | 4.8885 | 4.9649 | 5.0413 | 5.1177 | 5.194 | 5.2704 | 5.3468 | 5.8433 | 6.3398 | 6.8363 | 7.3328 | 7.8292 | 8.3257 | 8.8222 | 9.3187 | 9.8152 | 10.3117 | 10.8082 | 11.3047 | 11.8012 | 12.2976 | 12.7941 | 13.2906 | 13.7871 | 14.2836 | 14.7801 | 15.2766 | 15.8168 | 16.3402 | 16.8661 | 17.3922 | 17.9015 | 18.4138 | 18.9075 | 19.3895 | 19.8633 | 20.3253 | 20.6919 | 21.0564 | 21.3839 | 21.6938 | 21.9664 | 22.2353 | 22.4597 | 22.665 | 22.8391 | 22.9893 | 23.1384 | 23.262 | 23.367 | 23.4299 | 23.496 | 23.5017 | 23.5101 | 23.4809 | 23.4375 | 23.3519 | 23.34 | 23.2872 | 23.2167 | 23.1315 | 23.0566 | 22.9368 | 22.7989 | 22.6574 | 22.4943 | 22.3296 | 22.1905 | 22.0476 | 21.8689 | 21.6858 | 21.4952 | 21.2995 | 21.1121 | 20.8907 | 20.6901 | 0 | 0 | 0 | 0 | 0 | 0 | 0 | 0 | 0 | 0 | 0 | 0 | 0 | 0 | 0 | 0 | 0 | 0 | 0 | 0 | 0 | 0 | 0 | 0
[19 empty] | Variable carbon costs | Input | £000s | 0 | 0 | 0 | 0 | 0 | 0 | 0 | 0 | 0 | 0 | 0 | 0 | 0 | 0 | 0 | 0 | 0 | 0 | 0 | 0 | 0 | 0 | 0 | 0 | 0 | 0 | 0 | 0 | 0 | 0 | 0 | 0 | 0 | 0 | 0 | 0 | 0 | 0 | 0 | 0 | 0 | 0 | 0 | 0 | 0 | 0 | 0 | 0 | 0 | 0 | 0 | 0 | 0 | 0 | 0 | 0 | 0 | 0 | 0 | 0 | 0 | 0 | 0 | 0 | 0 | 0 | 0 | 0 | 0 | 0 | 0 | 0 | 0 | 0 | 0 | 0 | 0 | 0 | 0 | 0 | 0 | 0 | 0 | 0 | 0 | 0 | 0 | 0 | 0 | 0 | 0 | 0 | 0 | 0 | 0 | 0 | 0 | 0 | 0 | 0 | 0 | 0 | 0 | 0
[19 empty] | Customer willingness to pay | Input | £000s | -232.3238 | -464.6475 | -696.9713 | -929.2951 | -1161.6188 | -1161.6188 | -1161.6188 | -1161.6188 | -1161.6188 | -1161.6188 | -1161.6188 | -1161.6188 | -1161.6188 | -1161.6188 | -1161.6188 | -1161.6188 | -1161.6188 | -1161.6188 | -1161.6188 | -1161.6188 | -929.2951 | -696.9713 | -464.6475 | -232.3238 | 0 | 0 | 0 | 0 | 0 | 0 | 0 | 0 | 0 | 0 | 0 | 0 | 0 | 0 | 0 | 0 | 0 | 0 | 0 | 0 | 0 | 0 | 0 | 0 | 0 | 0 | 0 | 0 | 0 | 0 | 0 | 0 | 0 | 0 | 0 | 0 | 0 | 0 | 0 | 0 | 0 | 0 | 0 | 0 | 0 | 0 | 0 | 0 | 0 | 0 | 0 | 0 | 0 | 0 | 0 | 0 | 0 | 0 | 0 | 0 | 0 | 0 | 0 | 0 | 0 | 0 | 0 | 0 | 0 | 0 | 0 | 0 | 0 | 0 | 0 | 0 | 0 | 0 | 0 | 0
[19 empty] | Total | Sum of above (excl WAFU) | £000s | 724.8346 | 71.558 | -166.7186 | -404.9952 | -643.2718 | -752.21 | -748.3176 | -744.4253 | -740.5329 | -736.6405 | -323.6041 | -710.1476 | -696.6911 | -683.2346 | -669.7782 | -656.3217 | -642.8652 | -629.4087 | -615.9522 | -602.4957 | 43.2845 | -110.9352 | 134.845 | 380.6253 | 626.4055 | 639.862 | 653.3185 | 666.775 | 680.2315 | 693.688 | 1107.1445 | 720.6447 | 734.1281 | 747.614 | 761.1001 | 774.5694 | 788.0417 | 801.4954 | 814.9374 | 828.3712 | 1241.7932 | 855.1198 | 868.4443 | 881.7318 | 895.0017 | 908.2343 | 921.4632 | 934.6476 | 947.8129 | 960.947 | 1374.0572 | 987.1663 | 1000.2499 | 1013.3149 | 1026.3378 | 1039.3639 | 1052.3296 | 1065.298 | 1078.2288 | 1091.1454 | 1504.0198 | 1116.9679 | 1129.8751 | 1142.7646 | 1155.6394 | 1168.5245 | 1181.3647 | 1194.1868 | 1207.0053 | 1219.8022 | 1632.5975 | 1245.4184 | 1258.2355 | 1271.0168 | 1283.7937 | 1296.5631 | 1309.3274 | 1322.1 | 1334.8386 | 1347.598 | 0 | 0 | 0 | 0 | 0 | 0 | 0 | 0 | 0 | 0 | 0 | 0 | 0 | 0 | 0 | 0 | 0 | 0 | 0 | 0 | 0 | 0 | 0 | 0
59.1x | Increased Active Leakage Control activity 5Ml/d | ALC2b | Active leakage management | n | 2020-21 | Capacity | 5 | 48538.6392 | 52872.9898 | 22424.0141 | -4461.9605 | 1269.4407 | -28019.3664 | 44085.1177 | 145.9354 | 90.8248 | 3 | 4 | Gains in WAFU / Savings in demand | Input | Ml/d | 1 | 2 | 3 | 4 | 5 | 5 | 5 | 5 | 5 | 5 | 5 | 5 | 5 | 5 | 5 | 5 | 5 | 5 | 5 | 5 | 5 | 5 | 5 | 5 | 5 | 5 | 5 | 5 | 5 | 5 | 5 | 5 | 5 | 5 | 5 | 5 | 5 | 5 | 5 | 5 | 5 | 5 | 5 | 5 | 5 | 5 | 5 | 5 | 5 | 5 | 5 | 5 | 5 | 5 | 5 | 5 | 5 | 5 | 5 | 5 | 5 | 5 | 5 | 5 | 5 | 5 | 5 | 5 | 5 | 5 | 5 | 5 | 5 | 5 | 5 | 5 | 5 | 5 | 5 | 5 | 0 | 0 | 0 | 0 | 0 | 0 | 0 | 0 | 0 | 0 | 0 | 0 | 0 | 0 | 0 | 0 | 0 | 0 | 0 | 0 | 0 | 0 | 0 | 0
[19 empty] | Fixed capex | Input | £000s | 1800 | 0 | 0 | 0 | 0 | 0 | 0 | 0 | 0 | 0 | 1800 | 0 | 0 | 0 | 0 | 0 | 0 | 0 | 0 | 0 | 1800 | 0 | 0 | 0 | 0 | 0 | 0 | 0 | 0 | 0 | 1800 | 0 | 0 | 0 | 0 | 0 | 0 | 0 | 0 | 0 | 1800 | 0 | 0 | 0 | 0 | 0 | 0 | 0 | 0 | 0 | 1800 | 0 | 0 | 0 | 0 | 0 | 0 | 0 | 0 | 0 | 1800 | 0 | 0 | 0 | 0 | 0 | 0 | 0 | 0 | 0 | 1800 | 0 | 0 | 0 | 0 | 0 | 0 | 0 | 0 | 0 | 0 | 0 | 0 | 0 | 0 | 0 | 0 | 0 | 0 | 0 | 0 | 0 | 0 | 0 | 0 | 0 | 0 | 0 | 0 | 0 | 0 | 0 | 0 | 0
[19 empty] | Variable capex | Input | £000s | 327 | 654 | 654 | 654 | 654 | 327 | 327 | 327 | 327 | 327 | 327 | 327 | 327 | 327 | 327 | 327 | 327 | 327 | 327 | 327 | 327 | 327 | 327 | 327 | 327 | 327 | 327 | 327 | 327 | 327 | 327 | 327 | 327 | 327 | 327 | 327 | 327 | 327 | 327 | 327 | 327 | 327 | 327 | 327 | 327 | 327 | 327 | 327 | 327 | 327 | 327 | 327 | 327 | 327 | 327 | 327 | 327 | 327 | 327 | 327 | 327 | 327 | 327 | 327 | 327 | 327 | 327 | 327 | 327 | 327 | 327 | 327 | 327 | 327 | 327 | 327 | 327 | 327 | 327 | 327 | 0 | 0 | 0 | 0 | 0 | 0 | 0 | 0 | 0 | 0 | 0 | 0 | 0 | 0 | 0 | 0 | 0 | 0 | 0 | 0 | 0 | 0 | 0 | 0
[19 empty] | Financing costs | Input | £000s | 76.572 | 100.116 | 123.66 | 175.572 | 227.484 | 279.396 | 331.308 | 383.22 | 435.132 | 487.044 | 538.956 | 590.868 | 642.78 | 694.692 | 746.604 | 798.516 | 850.428 | 902.34 | 954.252 | 1006.164 | 1058.076 | 1109.988 | 1161.9 | 1213.812 | 1265.724 | 1317.636 | 1369.548 | 1421.46 | 1473.372 | 1525.284 | 1577.196 | 1629.108 | 1681.02 | 1732.932 | 1784.844 | 1836.756 | 1888.668 | 1940.58 | 1992.492 | 2044.404 | 2096.316 | 2148.228 | 2200.14 | 2252.052 | 2303.964 | 2355.876 | 2407.788 | 2459.7 | 2511.612 | 2563.524 | 2615.436 | 2667.348 | 2719.26 | 2771.172 | 2823.084 | 2874.996 | 2926.908 | 2978.82 | 3030.732 | 3082.644 | 3134.556 | 3186.468 | 3238.38 | 3290.292 | 3342.204 | 3394.116 | 3446.028 | 3497.94 | 3549.852 | 3601.764 | 3653.676 | 3705.588 | 3757.5 | 3809.412 | 3861.324 | 3913.236 | 3965.148 | 4017.06 | 4068.972 | 4120.884
[19 empty] | Fixed opex | Input | £000s | 400 | 800 | 800 | 800 | 800 | 800 | 800 | 800 | 800 | 800 | 800 | 800 | 800 | 800 | 800 | 800 | 800 | 800 | 800 | 800 | 800 | 800 | 800 | 800 | 800 | 800 | 800 | 800 | 800 | 800 | 800 | 800 | 800 | 800 | 800 | 800 | 800 | 800 | 800 | 800 | 800 | 800 | 800 | 800 | 800 | 800 | 800 | 800 | 800 | 800 | 800 | 800 | 800 | 800 | 800 | 800 | 800 | 800 | 800 | 800 | 800 | 800 | 800 | 800 | 800 | 800 | 800 | 800 | 800 | 800 | 800 | 800 | 800 | 800 | 800 | 800 | 800 | 800 | 800 | 800 | 0 | 0 | 0 | 0 | 0 | 0 | 0 | 0 | 0 | 0 | 0 | 0 | 0 | 0 | 0 | 0 | 0 | 0 | 0 | 0 | 0 | 0 | 0 | 0
[19 empty] | Variable opex | Input | £000s | 0 | 0 | 0 | 0 | 0 | 0 | 0 | 0 | 0 | 0 | 0 | 0 | 0 | 0 | 0 | 0 | 0 | 0 | 0 | 0 | 0 | 0 | 0 | 0 | 0 | 0 | 0 | 0 | 0 | 0 | 0 | 0 | 0 | 0 | 0 | 0 | 0 | 0 | 0 | 0 | 0 | 0 | 0 | 0 | 0 | 0 | 0 | 0 | 0 | 0 | 0 | 0 | 0 | 0 | 0 | 0 | 0 | 0 | 0 | 0 | 0 | 0 | 0 | 0 | 0 | 0 | 0 | 0 | 0 | 0 | 0 | 0 | 0 | 0 | 0 | 0 | 0 | 0 | 0 | 0 | 0 | 0 | 0 | 0 | 0 | 0 | 0 | 0 | 0 | 0 | 0 | 0 | 0 | 0 | 0 | 0 | 0 | 0 | 0 | 0 | 0 | 0 | 0 | 0
[19 empty] | Opex savings | Input | £000s | -17.0765 | -51.2296 | -85.3826 | -119.5357 | -153.6887 | -170.7653 | -170.7653 | -170.7653 | -170.7653 | -170.7653 | -170.7653 | -170.7653 | -170.7653 | -170.7653 | -170.7653 | -170.7653 | -170.7653 | -170.7653 | -170.7653 | -170.7653 | -170.7653 | -170.7653 | -170.7653 | -170.7653 | -170.7653 | -170.7653 | -170.7653 | -170.7653 | -170.7653 | -170.7653 | -170.7653 | -170.7653 | -170.7653 | -170.7653 | -170.7653 | -170.7653 | -170.7653 | -170.7653 | -170.7653 | -170.7653 | -170.7653 | -170.7653 | -170.7653 | -170.7653 | -170.7653 | -170.7653 | -170.7653 | -170.7653 | -170.7653 | -170.7653 | -170.7653 | -170.7653 | -170.7653 | -170.7653 | -170.7653 | -170.7653 | -170.7653 | -170.7653 | -170.7653 | -170.7653 | -170.7653 | -170.7653 | -170.7653 | -170.7653 | -170.7653 | -170.7653 | -170.7653 | -170.7653 | -170.7653 | -170.7653 | -170.7653 | -170.7653 | -170.7653 | -170.7653 | -170.7653 | -170.7653 | -170.7653 | -170.7653 | -170.7653 | -170.7653 | 0 | 0 | 0 | 0 | 0 | 0 | 0 | 0 | 0 | 0 | 0 | 0 | 0 | 0 | 0 | 0 | 0 | 0 | 0 | 0 | 0 | 0 | 0 | 0
[19 empty] | Fixed env & social | Input | £000s | 0 | 0 | 0 | 0 | 0 | 0 | 0 | 0 | 0 | 0 | 0 | 0 | 0 | 0 | 0 | 0 | 0 | 0 | 0 | 0 | 0 | 0 | 0 | 0 | 0 | 0 | 0 | 0 | 0 | 0 | 0 | 0 | 0 | 0 | 0 | 0 | 0 | 0 | 0 | 0 | 0 | 0 | 0 | 0 | 0 | 0 | 0 | 0 | 0 | 0 | 0 | 0 | 0 | 0 | 0 | 0 | 0 | 0 | 0 | 0 | 0 | 0 | 0 | 0 | 0 | 0 | 0 | 0 | 0 | 0 | 0 | 0 | 0 | 0 | 0 | 0 | 0 | 0 | 0 | 0 | 0 | 0 | 0 | 0 | 0 | 0 | 0 | 0 | 0 | 0 | 0 | 0 | 0 | 0 | 0 | 0 | 0 | 0 | 0 | 0 | 0 | 0 | 0 | 0
[19 empty] | Variable env & social | Input | £000s | 173.2125 | 173.2125 | 173.2125 | 173.2125 | 173.2125 | 173.2125 | 173.2125 | 173.2125 | 173.2125 | 173.2125 | 173.2125 | 173.2125 | 173.2125 | 173.2125 | 173.2125 | 173.2125 | 173.2125 | 173.2125 | 173.2125 | 173.2125 | 173.2125 | 173.2125 | 173.2125 | 173.2125 | 173.2125 | 173.2125 | 173.2125 | 173.2125 | 173.2125 | 173.2125 | 173.2125 | 173.2125 | 173.2125 | 173.2125 | 173.2125 | 173.2125 | 173.2125 | 173.2125 | 173.2125 | 173.2125 | 173.2125 | 173.2125 | 173.2125 | 173.2125 | 173.2125 | 173.2125 | 173.2125 | 173.2125 | 173.2125 | 173.2125 | 173.2125 | 173.2125 | 173.2125 | 173.2125 | 173.2125 | 173.2125 | 173.2125 | 173.2125 | 173.2125 | 173.2125 | 173.2125 | 173.2125 | 173.2125 | 173.2125 | 173.2125 | 173.2125 | 173.2125 | 173.2125 | 173.2125 | 173.2125 | 173.2125 | 173.2125 | 173.2125 | 173.2125 | 173.2125 | 173.2125 | 173.2125 | 173.2125 | 173.2125 | 173.2125 | 0 | 0 | 0 | 0 | 0 | 0 | 0 | 0 | 0 | 0 | 0 | 0 | 0 | 0 | 0 | 0 | 0 | 0 | 0 | 0 | 0 | 0 | 0 | 0
[19 empty] | Fixed carbon costs | Input | £000s | 17.1862 | 17.4726 | 17.759 | 18.0455 | 18.3319 | 18.6183 | 18.9048 | 19.1912 | 19.4776 | 19.7641 | 20.0505 | 21.9123 | 23.7742 | 25.636 | 27.4978 | 29.3597 | 31.2215 | 33.0833 | 34.9452 | 36.807 | 38.6688 | 40.5307 | 42.3925 | 44.2543 | 46.1162 | 47.978 | 49.8398 | 51.7017 | 53.5635 | 55.4253 | 57.2872 | 59.3131 | 61.2757 | 63.2478 | 65.2206 | 67.1306 | 69.0519 | 70.9032 | 72.7105 | 74.4875 | 76.2198 | 77.5947 | 78.9613 | 80.1895 | 81.3518 | 82.3741 | 83.3822 | 84.2239 | 84.9937 | 85.6466 | 86.2097 | 86.769 | 87.2326 | 87.6262 | 87.8623 | 88.1101 | 88.1313 | 88.163 | 88.0532 | 87.8907 | 87.5694 | 87.5251 | 87.3271 | 87.0627 | 86.7432 | 86.4621 | 86.0131 | 85.4959 | 84.9652 | 84.3536 | 83.7362 | 83.2144 | 82.6783 | 82.0083 | 81.3219 | 80.6069 | 79.8731 | 79.1703 | 78.3402 | 77.588 | 0 | 0 | 0 | 0 | 0 | 0 | 0 | 0 | 0 | 0 | 0 | 0 | 0 | 0 | 0 | 0 | 0 | 0 | 0 | 0 | 0 | 0 | 0 | 0
[19 empty] | Variable carbon costs | Input | £000s | 0 | 0 | 0 | 0 | 0 | 0 | 0 | 0 | 0 | 0 | 0 | 0 | 0 | 0 | 0 | 0 | 0 | 0 | 0 | 0 | 0 | 0 | 0 | 0 | 0 | 0 | 0 | 0 | 0 | 0 | 0 | 0 | 0 | 0 | 0 | 0 | 0 | 0 | 0 | 0 | 0 | 0 | 0 | 0 | 0 | 0 | 0 | 0 | 0 | 0 | 0 | 0 | 0 | 0 | 0 | 0 | 0 | 0 | 0 | 0 | 0 | 0 | 0 | 0 | 0 | 0 | 0 | 0 | 0 | 0 | 0 | 0 | 0 | 0 | 0 | 0 | 0 | 0 | 0 | 0 | 0 | 0 | 0 | 0 | 0 | 0 | 0 | 0 | 0 | 0 | 0 | 0 | 0 | 0 | 0 | 0 | 0 | 0 | 0 | 0 | 0 | 0 | 0 | 0
[19 empty] | Customer willingness to pay | Input | £000s | -580.8094 | -1161.6188 | -1742.4282 | -2135.0554 | -2367.3792 | -2367.3792 | -2367.3792 | -2367.3792 | -2367.3792 | -2367.3792 | -2367.3792 | -2367.3792 | -2367.3792 | -2367.3792 | -2367.3792 | -2367.3792 | -2367.3792 | -2367.3792 | -2367.3792 | -2367.3792 | -1786.5697 | -1205.7603 | -624.9509 | -232.3238 | 0 | 0 | 0 | 0 | 0 | 0 | 0 | 0 | 0 | 0 | 0 | 0 | 0 | 0 | 0 | 0 | 0 | 0 | 0 | 0 | 0 | 0 | 0 | 0 | 0 | 0 | 0 | 0 | 0 | 0 | 0 | 0 | 0 | 0 | 0 | 0 | 0 | 0 | 0 | 0 | 0 | 0 | 0 | 0 | 0 | 0 | 0 | 0 | 0 | 0 | 0 | 0 | 0 | 0 | 0 | 0 | 0 | 0 | 0 | 0 | 0 | 0 | 0 | 0 | 0 | 0 | 0 | 0 | 0 | 0 | 0 | 0 | 0 | 0 | 0 | 0 | 0 | 0 | 0 | 0
[19 empty] | Total | Sum of above (excl WAFU) | £000s | 2196.0847 | 531.9527 | -59.1793 | -433.7611 | -648.0395 | -939.9176 | -887.7191 | -835.5207 | -783.3223 | -731.1238 | 1121.0746 | -625.1516 | -571.3777 | -517.6039 | -463.8301 | -410.0562 | -356.2824 | -302.5086 | -248.7347 | -194.9609 | 2239.6224 | 1074.2056 | 1708.7888 | 2155.1898 | 2441.2874 | 2495.0613 | 2548.8351 | 2602.6089 | 2656.3828 | 2710.1566 | 4563.9304 | 2817.8683 | 2871.7429 | 2925.6271 | 2979.5119 | 3033.3338 | 3087.1671 | 3140.9305 | 3194.6498 | 3248.3388 | 5101.9831 | 3355.27 | 3408.5486 | 3461.6888 | 3514.7631 | 3567.6973 | 3620.6175 | 3673.3712 | 3726.0529 | 3778.6178 | 5631.093 | 3883.5643 | 3935.9398 | 3988.2455 | 4040.3935 | 4092.5534 | 4144.4866 | 4196.4303 | 4248.2325 | 4299.9819 | 6151.5727 | 4403.4404 | 4455.1543 | 4506.802 | 4558.3944 | 4610.0254 | 4661.4883 | 4712.8831 | 4764.2644 | 4815.5649 | 6666.8594 | 4918.2497 | 4969.6256 | 5020.8676 | 5072.0931 | 5123.2901 | 5174.4684 | 5225.6776 | 5276.7595 | 5327.9192 | 0 | 0 | 0 | 0 | 0 | 0 | 0 | 0 | 0 | 0 | 0 | 0 | 0 | 0 | 0 | 0 | 0 | 0 | 0 | 0 | 0 | 0 | 0 | 0
59.1x | ALC Optimisation through better data | ALC3 | Active leakage management | n | 2020-21 | Capacity | 2 | 19415.4557 | 7385.136 | 8094.5215 | -1784.7842 | 257.1296 | -8365.9433 | 5586.0596 | 70.5359 | 28.7712 | 4 | 5 | Gains in WAFU / Savings in demand | Input | Ml/d | 0.4 | 0.8 | 1.2 | 1.6 | 2 | 2 | 2 | 2 | 2 | 2 | 2 | 2 | 2 | 2 | 2 | 2 | 2 | 2 | 2 | 2 | 2 | 2 | 2 | 2 | 2 | 2 | 2 | 2 | 2 | 2 | 2 | 2 | 2 | 2 | 2 | 2 | 2 | 2 | 2 | 2 | 2 | 2 | 2 | 2 | 2 | 2 | 2 | 2 | 2 | 2 | 2 | 2 | 2 | 2 | 2 | 2 | 2 | 2 | 2 | 2 | 2 | 2 | 2 | 2 | 2 | 2 | 2 | 2 | 2 | 2 | 2 | 2 | 2 | 2 | 2 | 2 | 2 | 2 | 2 | 2 | 0 | 0 | 0 | 0 | 0 | 0 | 0 | 0 | 0 | 0 | 0 | 0 | 0 | 0 | 0 | 0 | 0 | 0 | 0 | 0 | 0 | 0 | 0 | 0
[19 empty] | Fixed capex | Input | £000s | 500 | 500 | 300 | 0 | 0 | 0 | 0 | 0 | 0 | 50 | 50 | 0 | 0 | 0 | 0 | 0 | 0 | 0 | 0 | 50 | 50 | 0 | 0 | 0 | 0 | 0 | 0 | 0 | 0 | 50 | 50 | 0 | 0 | 0 | 0 | 0 | 0 | 0 | 0 | 50 | 50 | 0 | 0 | 0 | 0 | 0 | 0 | 0 | 0 | 50 | 50 | 0 | 0 | 0 | 0 | 0 | 0 | 0 | 0 | 50 | 50 | 0 | 0 | 0 | 0 | 0 | 0 | 0 | 0 | 0 | 50 | 50 | 0 | 0 | 0 | 0 | 0 | 0 | 0 | 50 | 0 | 0 | 0 | 0 | 0 | 0 | 0 | 0 | 0 | 0 | 0 | 0 | 0 | 0 | 0 | 0 | 0 | 0 | 0 | 0 | 0 | 0 | 0 | 0
[19 empty] | Variable capex | Input | £000s | 0 | 55 | 110 | 165 | 165 | 82 | 82 | 82 | 82 | 82 | 82 | 82 | 82 | 82 | 82 | 82 | 82 | 82 | 82 | 82 | 82 | 82 | 82 | 82 | 82 | 82 | 82 | 82 | 82 | 82 | 82 | 82 | 82 | 82 | 82 | 82 | 82 | 82 | 82 | 82 | 82 | 82 | 82 | 82 | 82 | 82 | 82 | 82 | 82 | 82 | 82 | 82 | 82 | 82 | 82 | 82 | 82 | 82 | 82 | 82 | 82 | 82 | 82 | 82 | 82 | 82 | 82 | 82 | 82 | 82 | 82 | 82 | 82 | 82 | 82 | 82 | 82 | 82 | 82 | 82 | 0 | 0 | 0 | 0 | 0 | 0 | 0 | 0 | 0 | 0 | 0 | 0 | 0 | 0 | 0 | 0 | 0 | 0 | 0 | 0 | 0 | 0 | 0 | 0
[19 empty] | Financing costs | Input | £000s | 18 | 37.98 | 52.74 | 58.68 | 64.62 | 67.572 | 70.524 | 73.476 | 76.428 | 79.38 | 82.332 | 85.284 | 88.236 | 91.188 | 94.14 | 97.092 | 100.044 | 102.996 | 105.948 | 108.9 | 111.852 | 114.804 | 117.756 | 120.708 | 123.66 | 126.612 | 129.564 | 132.516 | 135.468 | 138.42 | 141.372 | 144.324 | 147.276 | 150.228 | 153.18 | 156.132 | 159.084 | 162.036 | 164.988 | 167.94 | 170.892 | 173.844 | 176.796 | 179.748 | 182.7 | 185.652 | 188.604 | 191.556 | 194.508 | 197.46 | 200.412 | 203.364 | 206.316 | 209.268 | 212.22 | 215.172 | 218.124 | 221.076 | 224.028 | 226.98 | 229.932 | 232.884 | 235.836 | 238.788 | 241.74 | 244.692 | 247.644 | 250.596 | 253.548 | 256.5 | 259.452 | 262.404 | 265.356 | 268.308 | 271.26 | 274.212 | 277.164 | 280.116 | 283.068 | 286.02
[19 empty] | Fixed opex | Input | £000s | 0 | 167 | 234 | 301 | 301 | 301 | 301 | 301 | 301 | 301 | 301 | 301 | 301 | 301 | 301 | 301 | 301 | 301 | 301 | 301 | 301 | 301 | 301 | 301 | 301 | 301 | 301 | 301 | 301 | 301 | 301 | 301 | 301 | 301 | 301 | 301 | 301 | 301 | 301 | 301 | 301 | 301 | 301 | 301 | 301 | 301 | 301 | 301 | 301 | 301 | 301 | 301 | 301 | 301 | 301 | 301 | 301 | 301 | 301 | 301 | 301 | 301 | 301 | 301 | 301 | 301 | 301 | 301 | 301 | 301 | 301 | 301 | 301 | 301 | 301 | 301 | 301 | 301 | 301 | 301 | 0 | 0 | 0 | 0 | 0 | 0 | 0 | 0 | 0 | 0 | 0 | 0 | 0 | 0 | 0 | 0 | 0 | 0 | 0 | 0 | 0 | 0 | 0 | 0
[19 empty] | Variable opex | Input | £000s | 0 | 0 | 0 | 0 | 0 | 0 | 0 | 0 | 0 | 0 | 0 | 0 | 0 | 0 | 0 | 0 | 0 | 0 | 0 | 0 | 0 | 0 | 0 | 0 | 0 | 0 | 0 | 0 | 0 | 0 | 0 | 0 | 0 | 0 | 0 | 0 | 0 | 0 | 0 | 0 | 0 | 0 | 0 | 0 | 0 | 0 | 0 | 0 | 0 | 0 | 0 | 0 | 0 | 0 | 0 | 0 | 0 | 0 | 0 | 0 | 0 | 0 | 0 | 0 | 0 | 0 | 0 | 0 | 0 | 0 | 0 | 0 | 0 | 0 | 0 | 0 | 0 | 0 | 0 | 0 | 0 | 0 | 0 | 0 | 0 | 0 | 0 | 0 | 0 | 0 | 0 | 0 | 0 | 0 | 0 | 0 | 0 | 0 | 0 | 0 | 0 | 0 | 0 | 0
[19 empty] | Opex savings | Input | £000s | -6.8306 | -20.4918 | -34.1531 | -47.8143 | -61.4755 | -68.3061 | -68.3061 | -68.3061 | -68.3061 | -68.3061 | -68.3061 | -68.3061 | -68.3061 | -68.3061 | -68.3061 | -68.3061 | -68.3061 | -68.3061 | -68.3061 | -68.3061 | -68.3061 | -68.3061 | -68.3061 | -68.3061 | -68.3061 | -68.3061 | -68.3061 | -68.3061 | -68.3061 | -68.3061 | -68.3061 | -68.3061 | -68.3061 | -68.3061 | -68.3061 | -68.3061 | -68.3061 | -68.3061 | -68.3061 | -68.3061 | -68.3061 | -68.3061 | -68.3061 | -68.3061 | -68.3061 | -68.3061 | -68.3061 | -68.3061 | -68.3061 | -68.3061 | -68.3061 | -68.3061 | -68.3061 | -68.3061 | -68.3061 | -68.3061 | -68.3061 | -68.3061 | -68.3061 | -68.3061 | -68.3061 | -68.3061 | -68.3061 | -68.3061 | -68.3061 | -68.3061 | -68.3061 | -68.3061 | -68.3061 | -68.3061 | -68.3061 | -68.3061 | -68.3061 | -68.3061 | -68.3061 | -68.3061 | -68.3061 | -68.3061 | -68.3061 | -68.3061 | 0 | 0 | 0 | 0 | 0 | 0 | 0 | 0 | 0 | 0 | 0 | 0 | 0 | 0 | 0 | 0 | 0 | 0 | 0 | 0 | 0 | 0 | 0 | 0
[19 empty] | Fixed env & social | Input | £000s | 0 | 35.5663 | 35.5663 | 35.5663 | 35.5663 | 35.5663 | 35.5663 | 35.5663 | 35.5663 | 35.5663 | 35.5663 | 35.5663 | 35.5663 | 35.5663 | 35.5663 | 35.5663 | 35.5663 | 35.5663 | 35.5663 | 35.5663 | 35.5663 | 35.5663 | 35.5663 | 35.5663 | 35.5663 | 35.5663 | 35.5663 | 35.5663 | 35.5663 | 35.5663 | 35.5663 | 35.5663 | 35.5663 | 35.5663 | 35.5663 | 35.5663 | 35.5663 | 35.5663 | 35.5663 | 35.5663 | 35.5663 | 35.5663 | 35.5663 | 35.5663 | 35.5663 | 35.5663 | 35.5663 | 35.5663 | 35.5663 | 35.5663 | 35.5663 | 35.5663 | 35.5663 | 35.5663 | 35.5663 | 35.5663 | 35.5663 | 35.5663 | 35.5663 | 35.5663 | 35.5663 | 35.5663 | 35.5663 | 35.5663 | 35.5663 | 35.5663 | 35.5663 | 35.5663 | 35.5663 | 35.5663 | 35.5663 | 35.5663 | 35.5663 | 35.5663 | 35.5663 | 35.5663 | 35.5663 | 35.5663 | 35.5663 | 35.5663 | 0 | 0 | 0 | 0 | 0 | 0 | 0 | 0 | 0 | 0 | 0 | 0 | 0 | 0 | 0 | 0 | 0 | 0 | 0 | 0 | 0 | 0 | 0 | 0
[19 empty] | Variable env & social | Input | £000s | 0 | 0 | 0 | 0 | 0 | 0 | 0 | 0 | 0 | 0 | 0 | 0 | 0 | 0 | 0 | 0 | 0 | 0 | 0 | 0 | 0 | 0 | 0 | 0 | 0 | 0 | 0 | 0 | 0 | 0 | 0 | 0 | 0 | 0 | 0 | 0 | 0 | 0 | 0 | 0 | 0 | 0 | 0 | 0 | 0 | 0 | 0 | 0 | 0 | 0 | 0 | 0 | 0 | 0 | 0 | 0 | 0 | 0 | 0 | 0 | 0 | 0 | 0 | 0 | 0 | 0 | 0 | 0 | 0 | 0 | 0 | 0 | 0 | 0 | 0 | 0 | 0 | 0 | 0 | 0 | 0 | 0 | 0 | 0 | 0 | 0 | 0 | 0 | 0 | 0 | 0 | 0 | 0 | 0 | 0 | 0 | 0 | 0 | 0 | 0 | 0 | 0 | 0 | 0
[19 empty] | Fixed carbon costs | Input | £000s | 0 | 3.5877 | 3.6465 | 3.7053 | 3.7641 | 3.823 | 3.8818 | 3.9406 | 3.9994 | 4.0582 | 4.117 | 4.4993 | 4.8816 | 5.2639 | 5.6462 | 6.0285 | 6.4108 | 6.7931 | 7.1754 | 7.5577 | 7.94 | 8.3223 | 8.7046 | 9.0869 | 9.4692 | 9.8515 | 10.2338 | 10.6161 | 10.9984 | 11.3807 | 11.763 | 12.179 | 12.5819 | 12.9869 | 13.392 | 13.7841 | 14.1787 | 14.5588 | 14.9299 | 15.2948 | 15.6505 | 15.9328 | 16.2134 | 16.4656 | 16.7042 | 16.9141 | 17.1211 | 17.294 | 17.452 | 17.5861 | 17.7017 | 17.8166 | 17.9118 | 17.9926 | 18.0411 | 18.0919 | 18.0963 | 18.1028 | 18.0803 | 18.0469 | 17.9809 | 17.9718 | 17.9312 | 17.8769 | 17.8113 | 17.7536 | 17.6613 | 17.5552 | 17.4462 | 17.3206 | 17.1938 | 17.0867 | 16.9766 | 16.839 | 16.6981 | 16.5513 | 16.4006 | 16.2563 | 16.0859 | 15.9314 | 0 | 0 | 0 | 0 | 0 | 0 | 0 | 0 | 0 | 0 | 0 | 0 | 0 | 0 | 0 | 0 | 0 | 0 | 0 | 0 | 0 | 0 | 0 | 0
[19 empty] | Variable carbon costs | Input | £000s | 0 | 0 | 0 | 0 | 0 | 0 | 0 | 0 | 0 | 0 | 0 | 0 | 0 | 0 | 0 | 0 | 0 | 0 | 0 | 0 | 0 | 0 | 0 | 0 | 0 | 0 | 0 | 0 | 0 | 0 | 0 | 0 | 0 | 0 | 0 | 0 | 0 | 0 | 0 | 0 | 0 | 0 | 0 | 0 | 0 | 0 | 0 | 0 | 0 | 0 | 0 | 0 | 0 | 0 | 0 | 0 | 0 | 0 | 0 | 0 | 0 | 0 | 0 | 0 | 0 | 0 | 0 | 0 | 0 | 0 | 0 | 0 | 0 | 0 | 0 | 0 | 0 | 0 | 0 | 0 | 0 | 0 | 0 | 0 | 0 | 0 | 0 | 0 | 0 | 0 | 0 | 0 | 0 | 0 | 0 | 0 | 0 | 0 | 0 | 0 | 0 | 0 | 0 | 0
[19 empty] | Customer willingness to pay | Input | £000s | -232.3238 | -464.6475 | -696.9713 | -929.2951 | -1161.6188 | -1161.6188 | -1161.6188 | -1161.6188 | -1161.6188 | -1161.6188 | -929.2951 | -696.9713 | -464.6475 | -232.3238 | 0 | 0 | 0 | 0 | 0 | 0 | 0 | 0 | 0 | 0 | 0 | 0 | 0 | 0 | 0 | 0 | 0 | 0 | 0 | 0 | 0 | 0 | 0 | 0 | 0 | 0 | 0 | 0 | 0 | 0 | 0 | 0 | 0 | 0 | 0 | 0 | 0 | 0 | 0 | 0 | 0 | 0 | 0 | 0 | 0 | 0 | 0 | 0 | 0 | 0 | 0 | 0 | 0 | 0 | 0 | 0 | 0 | 0 | 0 | 0 | 0 | 0 | 0 | 0 | 0 | 0 | 0 | 0 | 0 | 0 | 0 | 0 | 0 | 0 | 0 | 0 | 0 | 0 | 0 | 0 | 0 | 0 | 0 | 0 | 0 | 0 | 0 | 0 | 0 | 0
[19 empty] | Total | Sum of above (excl WAFU) | £000s | 278.8456 | 313.9946 | 4.8285 | -413.1577 | -653.1439 | -739.9637 | -736.9528 | -733.942 | -730.9312 | -677.9204 | -442.5858 | -256.9278 | -21.2697 | 214.3884 | 450.0464 | 453.3807 | 456.715 | 460.0493 | 463.3836 | 516.7179 | 520.0522 | 473.3865 | 476.7208 | 480.0551 | 483.3894 | 486.7237 | 490.058 | 493.3923 | 496.7266 | 550.0609 | 553.3952 | 506.7632 | 510.1181 | 513.4751 | 516.8322 | 520.1763 | 523.5229 | 526.855 | 530.1781 | 583.495 | 586.8027 | 540.037 | 543.2696 | 546.4738 | 549.6644 | 552.8263 | 555.9853 | 559.1102 | 562.2202 | 615.3063 | 618.3739 | 571.4408 | 574.488 | 577.5208 | 580.5213 | 583.5241 | 586.4805 | 589.439 | 592.3685 | 645.2871 | 648.1731 | 601.116 | 604.0274 | 606.9251 | 609.8115 | 612.7058 | 615.5655 | 618.4114 | 621.2544 | 624.0808 | 676.906 | 679.7509 | 632.5928 | 635.4072 | 638.2183 | 641.0235 | 643.8248 | 646.6325 | 649.4141 | 702.2116 | 0 | 0 | 0 | 0 | 0 | 0 | 0 | 0 | 0 | 0 | 0 | 0 | 0 | 0 | 0 | 0 | 0 | 0 | 0 | 0 | 0 | 0 | 0 | 0
59.1x | Leakage driven asset renewal (2Ml/d) | AM1a | Mains replacement (not trunk mains) | n | 2020-21 | Capacity | 2 | 19415.4557 | 37841.8074 | 0 | -1784.7842 | 66.3178 | -30247.4633 | 5875.8777 | 185.713 | 30.2639 | 3 | 5 | Gains in WAFU / Savings in demand | Input | Ml/d | 0.4 | 0.8 | 1.2 | 1.6 | 2 | 2 | 2 | 2 | 2 | 2 | 2 | 2 | 2 | 2 | 2 | 2 | 2 | 2 | 2 | 2 | 2 | 2 | 2 | 2 | 2 | 2 | 2 | 2 | 2 | 2 | 2 | 2 | 2 | 2 | 2 | 2 | 2 | 2 | 2 | 2 | 2 | 2 | 2 | 2 | 2 | 2 | 2 | 2 | 2 | 2 | 2 | 2 | 2 | 2 | 2 | 2 | 2 | 2 | 2 | 2 | 2 | 2 | 2 | 2 | 2 | 2 | 2 | 2 | 2 | 2 | 2 | 2 | 2 | 2 | 2 | 2 | 2 | 2 | 2 | 2 | 0 | 0 | 0 | 0 | 0 | 0 | 0 | 0 | 0 | 0 | 0 | 0 | 0 | 0 | 0 | 0 | 0 | 0 | 0 | 0 | 0 | 0 | 0 | 0
[19 empty] | Fixed capex | Input | £000s | 4000 | 4000 | 4000 | 4000 | 4000 | 0 | 0 | 0 | 0 | 0 | 0 | 0 | 0 | 0 | 0 | 0 | 0 | 0 | 0 | 0 | 0 | 0 | 0 | 0 | 0 | 0 | 0 | 0 | 0 | 0 | 0 | 0 | 0 | 0 | 0 | 0 | 0 | 0 | 0 | 0 | 0 | 0 | 0 | 0 | 0 | 0 | 0 | 0 | 0 | 0 | 0 | 0 | 0 | 0 | 0 | 0 | 0 | 0 | 0 | 0 | 0 | 0 | 0 | 0 | 0 | 0 | 0 | 0 | 0 | 0 | 0 | 0 | 0 | 0 | 0 | 0 | 0 | 0 | 0 | 0 | 0 | 0 | 0 | 0 | 0 | 0 | 0 | 0 | 0 | 0 | 0 | 0 | 0 | 0 | 0 | 0 | 0 | 0 | 0 | 0 | 0 | 0 | 0 | 0
[19 empty] | Variable capex | Input | £000s | 0 | 0 | 0 | 0 | 0 | 0 | 0 | 0 | 0 | 0 | 0 | 0 | 0 | 0 | 0 | 0 | 0 | 0 | 0 | 0 | 0 | 0 | 0 | 0 | 0 | 0 | 0 | 0 | 0 | 0 | 0 | 0 | 0 | 0 | 0 | 0 | 0 | 0 | 0 | 0 | 0 | 0 | 0 | 0 | 0 | 0 | 0 | 0 | 0 | 0 | 0 | 0 | 0 | 0 | 0 | 0 | 0 | 0 | 0 | 0 | 0 | 0 | 0 | 0 | 0 | 0 | 0 | 0 | 0 | 0 | 0 | 0 | 0 | 0 | 0 | 0 | 0 | 0 | 0 | 0 | 0 | 0 | 0 | 0 | 0 | 0 | 0 | 0 | 0 | 0 | 0 | 0 | 0 | 0 | 0 | 0 | 0 | 0 | 0 | 0 | 0 | 0 | 0 | 0
[19 empty] | Financing costs | Input | £000s | 144 | 288 | 432 | 576 | 720 | 720 | 720 | 720 | 720 | 720 | 720 | 720 | 720 | 720 | 720 | 720 | 720 | 720 | 720 | 720 | 720 | 720 | 720 | 720 | 720 | 720 | 720 | 720 | 720 | 720 | 720 | 720 | 720 | 720 | 720 | 720 | 720 | 720 | 720 | 720 | 720 | 720 | 720 | 720 | 720 | 720 | 720 | 720 | 720 | 720 | 720 | 720 | 720 | 720 | 720 | 720 | 720 | 720 | 720 | 720 | 720 | 720 | 720 | 720 | 720 | 720 | 720 | 720 | 720 | 720 | 720 | 720 | 720 | 720 | 720 | 720 | 720 | 720 | 720 | 720
[19 empty] | Fixed opex | Input | £000s | 0 | 0 | 0 | 0 | 0 | 0 | 0 | 0 | 0 | 0 | 0 | 0 | 0 | 0 | 0 | 0 | 0 | 0 | 0 | 0 | 0 | 0 | 0 | 0 | 0 | 0 | 0 | 0 | 0 | 0 | 0 | 0 | 0 | 0 | 0 | 0 | 0 | 0 | 0 | 0 | 0 | 0 | 0 | 0 | 0 | 0 | 0 | 0 | 0 | 0 | 0 | 0 | 0 | 0 | 0 | 0 | 0 | 0 | 0 | 0 | 0 | 0 | 0 | 0 | 0 | 0 | 0 | 0 | 0 | 0 | 0 | 0 | 0 | 0 | 0 | 0 | 0 | 0 | 0 | 0 | 0 | 0 | 0 | 0 | 0 | 0 | 0 | 0 | 0 | 0 | 0 | 0 | 0 | 0 | 0 | 0 | 0 | 0 | 0 | 0 | 0 | 0 | 0 | 0
[19 empty] | Variable opex | Input | £000s | 0 | 0 | 0 | 0 | 0 | 0 | 0 | 0 | 0 | 0 | 0 | 0 | 0 | 0 | 0 | 0 | 0 | 0 | 0 | 0 | 0 | 0 | 0 | 0 | 0 | 0 | 0 | 0 | 0 | 0 | 0 | 0 | 0 | 0 | 0 | 0 | 0 | 0 | 0 | 0 | 0 | 0 | 0 | 0 | 0 | 0 | 0 | 0 | 0 | 0 | 0 | 0 | 0 | 0 | 0 | 0 | 0 | 0 | 0 | 0 | 0 | 0 | 0 | 0 | 0 | 0 | 0 | 0 | 0 | 0 | 0 | 0 | 0 | 0 | 0 | 0 | 0 | 0 | 0 | 0 | 0 | 0 | 0 | 0 | 0 | 0 | 0 | 0 | 0 | 0 | 0 | 0 | 0 | 0 | 0 | 0 | 0 | 0 | 0 | 0 | 0 | 0 | 0 | 0
[19 empty] | Opex savings | Input | £000s | -6.8306 | -20.4918 | -34.153 | -47.8143 | -61.4755 | -68.3061 | -68.3061 | -68.3061 | -68.3061 | -68.3061 | -68.3061 | -68.3061 | -68.3061 | -68.3061 | -68.3061 | -68.3061 | -68.3061 | -68.3061 | -68.3061 | -68.3061 | -68.3061 | -68.3061 | -68.3061 | -68.3061 | -68.3061 | -68.3061 | -68.3061 | -68.3061 | -68.3061 | -68.3061 | -68.3061 | -68.3061 | -68.3061 | -68.3061 | -68.3061 | -68.3061 | -68.3061 | -68.3061 | -68.3061 | -68.3061 | -68.3061 | -68.3061 | -68.3061 | -68.3061 | -68.3061 | -68.3061 | -68.3061 | -68.3061 | -68.3061 | -68.3061 | -68.3061 | -68.3061 | -68.3061 | -68.3061 | -68.3061 | -68.3061 | -68.3061 | -68.3061 | -68.3061 | -68.3061 | -68.3061 | -68.3061 | -68.3061 | -68.3061 | -68.3061 | -68.3061 | -68.3061 | -68.3061 | -68.3061 | -68.3061 | -68.3061 | -68.3061 | -68.3061 | -68.3061 | -68.3061 | -68.3061 | -68.3061 | -68.3061 | -68.3061 | -68.3061 | 0 | 0 | 0 | 0 | 0 | 0 | 0 | 0 | 0 | 0 | 0 | 0 | 0 | 0 | 0 | 0 | 0 | 0 | 0 | 0 | 0 | 0 | 0 | 0
[19 empty] | Fixed env & social | Input | £000s | 138.57 | 138.57 | 138.57 | 138.57 | 138.57 | 0 | 0 | 0 | 0 | 0 | 0 | 0 | 0 | 0 | 0 | 0 | 0 | 0 | 0 | 0 | 0 | 0 | 0 | 0 | 0 | 0 | 0 | 0 | 0 | 0 | 0 | 0 | 0 | 0 | 0 | 0 | 0 | 0 | 0 | 0 | 0 | 0 | 0 | 0 | 0 | 0 | 0 | 0 | 0 | 0 | 0 | 0 | 0 | 0 | 0 | 0 | 0 | 0 | 0 | 0 | 0 | 0 | 0 | 0 | 0 | 0 | 0 | 0 | 0 | 0 | 0 | 0 | 0 | 0 | 0 | 0 | 0 | 0 | 0 | 0 | 0 | 0 | 0 | 0 | 0 | 0 | 0 | 0 | 0 | 0 | 0 | 0 | 0 | 0 | 0 | 0 | 0 | 0 | 0 | 0 | 0 | 0 | 0 | 0
[19 empty] | Variable env & social | Input | £000s | 0 | 0 | 0 | 0 | 0 | 0 | 0 | 0 | 0 | 0 | 0 | 0 | 0 | 0 | 0 | 0 | 0 | 0 | 0 | 0 | 0 | 0 | 0 | 0 | 0 | 0 | 0 | 0 | 0 | 0 | 0 | 0 | 0 | 0 | 0 | 0 | 0 | 0 | 0 | 0 | 0 | 0 | 0 | 0 | 0 | 0 | 0 | 0 | 0 | 0 | 0 | 0 | 0 | 0 | 0 | 0 | 0 | 0 | 0 | 0 | 0 | 0 | 0 | 0 | 0 | 0 | 0 | 0 | 0 | 0 | 0 | 0 | 0 | 0 | 0 | 0 | 0 | 0 | 0 | 0 | 0 | 0 | 0 | 0 | 0 | 0 | 0 | 0 | 0 | 0 | 0 | 0 | 0 | 0 | 0 | 0 | 0 | 0 | 0 | 0 | 0 | 0 | 0 | 0
[19 empty] | Fixed carbon costs | Input | £000s | 13.7489 | 13.9781 | 14.2072 | 14.4364 | 14.6655 | 0 | 0 | 0 | 0 | 0 | 0 | 0 | 0 | 0 | 0 | 0 | 0 | 0 | 0 | 0 | 0 | 0 | 0 | 0 | 0 | 0 | 0 | 0 | 0 | 0 | 0 | 0 | 0 | 0 | 0 | 0 | 0 | 0 | 0 | 0 | 0 | 0 | 0 | 0 | 0 | 0 | 0 | 0 | 0 | 0 | 0 | 0 | 0 | 0 | 0 | 0 | 0 | 0 | 0 | 0 | 0 | 0 | 0 | 0 | 0 | 0 | 0 | 0 | 0 | 0 | 0 | 0 | 0 | 0 | 0 | 0 | 0 | 0 | 0 | 0 | 0 | 0 | 0 | 0 | 0 | 0 | 0 | 0 | 0 | 0 | 0 | 0 | 0 | 0 | 0 | 0 | 0 | 0 | 0 | 0 | 0 | 0 | 0 | 0
[19 empty] | Variable carbon costs | Input | £000s | 0 | 0 | 0 | 0 | 0 | 0 | 0 | 0 | 0 | 0 | 0 | 0 | 0 | 0 | 0 | 0 | 0 | 0 | 0 | 0 | 0 | 0 | 0 | 0 | 0 | 0 | 0 | 0 | 0 | 0 | 0 | 0 | 0 | 0 | 0 | 0 | 0 | 0 | 0 | 0 | 0 | 0 | 0 | 0 | 0 | 0 | 0 | 0 | 0 | 0 | 0 | 0 | 0 | 0 | 0 | 0 | 0 | 0 | 0 | 0 | 0 | 0 | 0 | 0 | 0 | 0 | 0 | 0 | 0 | 0 | 0 | 0 | 0 | 0 | 0 | 0 | 0 | 0 | 0 | 0 | 0 | 0 | 0 | 0 | 0 | 0 | 0 | 0 | 0 | 0 | 0 | 0 | 0 | 0 | 0 | 0 | 0 | 0 | 0 | 0 | 0 | 0 | 0 | 0
[19 empty] | Customer willingness to pay | Input | £000s | -232.3238 | -464.6475 | -696.9713 | -929.2951 | -1161.6188 | -1161.6188 | -1161.6188 | -1161.6188 | -1161.6188 | -1161.6188 | -1161.6188 | -1161.6188 | -1161.6188 | -1161.6188 | -1161.6188 | -1161.6188 | -1161.6188 | -1161.6188 | -1161.6188 | -1161.6188 | -1161.6188 | -1161.6188 | -1161.6188 | -1161.6188 | -1161.6188 | -1161.6188 | -1161.6188 | -1161.6188 | -1161.6188 | -1161.6188 | -1161.6188 | -1161.6188 | -1161.6188 | -1161.6188 | -1161.6188 | -1161.6188 | -1161.6188 | -1161.6188 | -1161.6188 | -1161.6188 | -1161.6188 | -1161.6188 | -1161.6188 | -1161.6188 | -1161.6188 | -1161.6188 | -1161.6188 | -1161.6188 | -1161.6188 | -1161.6188 | -1161.6188 | -1161.6188 | -1161.6188 | -1161.6188 | -1161.6188 | -1161.6188 | -1161.6188 | -1161.6188 | -1161.6188 | -1161.6188 | -1161.6188 | -1161.6188 | -1161.6188 | -1161.6188 | -1161.6188 | -1161.6188 | -1161.6188 | -1161.6188 | -1161.6188 | -1161.6188 | -1161.6188 | -1161.6188 | -1161.6188 | -1161.6188 | -1161.6188 | -1161.6188 | -1161.6188 | -1161.6188 | -1161.6188 | -1161.6188 | 0 | 0 | 0 | 0 | 0 | 0 | 0 | 0 | 0 | 0 | 0 | 0 | 0 | 0 | 0 | 0 | 0 | 0 | 0 | 0 | 0 | 0 | 0 | 0
[19 empty] | Total | Sum of above (excl WAFU) | £000s | 4057.1645 | 3955.4087 | 3853.6529 | 3751.897 | 3650.1412 | -509.9249 | -509.9249 | -509.9249 | -509.9249 | -509.9249 | -509.9249 | -509.9249 | -509.9249 | -509.9249 | -509.9249 | -509.9249 | -509.9249 | -509.9249 | -509.9249 | -509.9249 | -509.9249 | -509.9249 | -509.9249 | -509.9249 | -509.9249 | -509.9249 | -509.9249 | -509.9249 | -509.9249 | -509.9249 | -509.9249 | -509.9249 | -509.9249 | -509.9249 | -509.9249 | -509.9249 | -509.9249 | -509.9249 | -509.9249 | -509.9249 | -509.9249 | -509.9249 | -509.9249 | -509.9249 | -509.9249 | -509.9249 | -509.9249 | -509.9249 | -509.9249 | -509.9249 | -509.9249 | -509.9249 | -509.9249 | -509.9249 | -509.9249 | -509.9249 | -509.9249 | -509.9249 | -509.9249 | -509.9249 | -509.9249 | -509.9249 | -509.9249 | -509.9249 | -509.9249 | -509.9249 | -509.9249 | -509.9249 | -509.9249 | -509.9249 | -509.9249 | -509.9249 | -509.9249 | -509.9249 | -509.9249 | -509.9249 | -509.9249 | -509.9249 | -509.9249 | -509.9249 | 0 | 0 | 0 | 0 | 0 | 0 | 0 | 0 | 0 | 0 | 0 | 0 | 0 | 0 | 0 | 0 | 0 | 0 | 0 | 0 | 0 | 0 | 0 | 0
59.1x | Leakage driven asset renewal (4Ml/d) | AM1b | Mains replacement (not trunk mains) | n | 2020-21 | Capacity | 4 | 38830.9113 | 85144.0665 | 0 | -3569.5684 | 154.7416 | -55625.6348 | 26103.6049 | 210.0762 | 67.2238 | 3 | 5 | Gains in WAFU / Savings in demand | Input | Ml/d | 0.8 | 1.6 | 2.4 | 3.2 | 4 | 4 | 4 | 4 | 4 | 4 | 4 | 4 | 4 | 4 | 4 | 4 | 4 | 4 | 4 | 4 | 4 | 4 | 4 | 4 | 4 | 4 | 4 | 4 | 4 | 4 | 4 | 4 | 4 | 4 | 4 | 4 | 4 | 4 | 4 | 4 | 4 | 4 | 4 | 4 | 4 | 4 | 4 | 4 | 4 | 4 | 4 | 4 | 4 | 4 | 4 | 4 | 4 | 4 | 4 | 4 | 4 | 4 | 4 | 4 | 4 | 4 | 4 | 4 | 4 | 4 | 4 | 4 | 4 | 4 | 4 | 4 | 4 | 4 | 4 | 4 | 0 | 0 | 0 | 0 | 0 | 0 | 0 | 0 | 0 | 0 | 0 | 0 | 0 | 0 | 0 | 0 | 0 | 0 | 0 | 0 | 0 | 0 | 0 | 0
[19 empty] | Fixed capex | Input | £000s | 9000 | 9000 | 9000 | 9000 | 9000 | 0 | 0 | 0 | 0 | 0 | 0 | 0 | 0 | 0 | 0 | 0 | 0 | 0 | 0 | 0 | 0 | 0 | 0 | 0 | 0 | 0 | 0 | 0 | 0 | 0 | 0 | 0 | 0 | 0 | 0 | 0 | 0 | 0 | 0 | 0 | 0 | 0 | 0 | 0 | 0 | 0 | 0 | 0 | 0 | 0 | 0 | 0 | 0 | 0 | 0 | 0 | 0 | 0 | 0 | 0 | 0 | 0 | 0 | 0 | 0 | 0 | 0 | 0 | 0 | 0 | 0 | 0 | 0 | 0 | 0 | 0 | 0 | 0 | 0 | 0 | 0 | 0 | 0 | 0 | 0 | 0 | 0 | 0 | 0 | 0 | 0 | 0 | 0 | 0 | 0 | 0 | 0 | 0 | 0 | 0 | 0 | 0 | 0 | 0
[19 empty] | Variable capex | Input | £000s | 0 | 0 | 0 | 0 | 0 | 0 | 0 | 0 | 0 | 0 | 0 | 0 | 0 | 0 | 0 | 0 | 0 | 0 | 0 | 0 | 0 | 0 | 0 | 0 | 0 | 0 | 0 | 0 | 0 | 0 | 0 | 0 | 0 | 0 | 0 | 0 | 0 | 0 | 0 | 0 | 0 | 0 | 0 | 0 | 0 | 0 | 0 | 0 | 0 | 0 | 0 | 0 | 0 | 0 | 0 | 0 | 0 | 0 | 0 | 0 | 0 | 0 | 0 | 0 | 0 | 0 | 0 | 0 | 0 | 0 | 0 | 0 | 0 | 0 | 0 | 0 | 0 | 0 | 0 | 0 | 0 | 0 | 0 | 0 | 0 | 0 | 0 | 0 | 0 | 0 | 0 | 0 | 0 | 0 | 0 | 0 | 0 | 0 | 0 | 0 | 0 | 0 | 0 | 0
[19 empty] | Financing costs | Input | £000s | 324 | 648 | 972 | 1296 | 1620 | 1620 | 1620 | 1620 | 1620 | 1620 | 1620 | 1620 | 1620 | 1620 | 1620 | 1620 | 1620 | 1620 | 1620 | 1620 | 1620 | 1620 | 1620 | 1620 | 1620 | 1620 | 1620 | 1620 | 1620 | 1620 | 1620 | 1620 | 1620 | 1620 | 1620 | 1620 | 1620 | 1620 | 1620 | 1620 | 1620 | 1620 | 1620 | 1620 | 1620 | 1620 | 1620 | 1620 | 1620 | 1620 | 1620 | 1620 | 1620 | 1620 | 1620 | 1620 | 1620 | 1620 | 1620 | 1620 | 1620 | 1620 | 1620 | 1620 | 1620 | 1620 | 1620 | 1620 | 1620 | 1620 | 1620 | 1620 | 1620 | 1620 | 1620 | 1620 | 1620 | 1620 | 1620 | 1620
[19 empty] | Fixed opex | Input | £000s | 0 | 0 | 0 | 0 | 0 | 0 | 0 | 0 | 0 | 0 | 0 | 0 | 0 | 0 | 0 | 0 | 0 | 0 | 0 | 0 | 0 | 0 | 0 | 0 | 0 | 0 | 0 | 0 | 0 | 0 | 0 | 0 | 0 | 0 | 0 | 0 | 0 | 0 | 0 | 0 | 0 | 0 | 0 | 0 | 0 | 0 | 0 | 0 | 0 | 0 | 0 | 0 | 0 | 0 | 0 | 0 | 0 | 0 | 0 | 0 | 0 | 0 | 0 | 0 | 0 | 0 | 0 | 0 | 0 | 0 | 0 | 0 | 0 | 0 | 0 | 0 | 0 | 0 | 0 | 0 | 0 | 0 | 0 | 0 | 0 | 0 | 0 | 0 | 0 | 0 | 0 | 0 | 0 | 0 | 0 | 0 | 0 | 0 | 0 | 0 | 0 | 0 | 0 | 0
[19 empty] | Variable opex | Input | £000s | 0 | 0 | 0 | 0 | 0 | 0 | 0 | 0 | 0 | 0 | 0 | 0 | 0 | 0 | 0 | 0 | 0 | 0 | 0 | 0 | 0 | 0 | 0 | 0 | 0 | 0 | 0 | 0 | 0 | 0 | 0 | 0 | 0 | 0 | 0 | 0 | 0 | 0 | 0 | 0 | 0 | 0 | 0 | 0 | 0 | 0 | 0 | 0 | 0 | 0 | 0 | 0 | 0 | 0 | 0 | 0 | 0 | 0 | 0 | 0 | 0 | 0 | 0 | 0 | 0 | 0 | 0 | 0 | 0 | 0 | 0 | 0 | 0 | 0 | 0 | 0 | 0 | 0 | 0 | 0 | 0 | 0 | 0 | 0 | 0 | 0 | 0 | 0 | 0 | 0 | 0 | 0 | 0 | 0 | 0 | 0 | 0 | 0 | 0 | 0 | 0 | 0 | 0 | 0
[19 empty] | Opex savings | Input | £000s | -13.6612 | -40.9837 | -68.3061 | -95.6285 | -122.951 | -136.6122 | -136.6122 | -136.6122 | -136.6122 | -136.6122 | -136.6122 | -136.6122 | -136.6122 | -136.6122 | -136.6122 | -136.6122 | -136.6122 | -136.6122 | -136.6122 | -136.6122 | -136.6122 | -136.6122 | -136.6122 | -136.6122 | -136.6122 | -136.6122 | -136.6122 | -136.6122 | -136.6122 | -136.6122 | -136.6122 | -136.6122 | -136.6122 | -136.6122 | -136.6122 | -136.6122 | -136.6122 | -136.6122 | -136.6122 | -136.6122 | -136.6122 | -136.6122 | -136.6122 | -136.6122 | -136.6122 | -136.6122 | -136.6122 | -136.6122 | -136.6122 | -136.6122 | -136.6122 | -136.6122 | -136.6122 | -136.6122 | -136.6122 | -136.6122 | -136.6122 | -136.6122 | -136.6122 | -136.6122 | -136.6122 | -136.6122 | -136.6122 | -136.6122 | -136.6122 | -136.6122 | -136.6122 | -136.6122 | -136.6122 | -136.6122 | -136.6122 | -136.6122 | -136.6122 | -136.6122 | -136.6122 | -136.6122 | -136.6122 | -136.6122 | -136.6122 | -136.6122 | 0 | 0 | 0 | 0 | 0 | 0 | 0 | 0 | 0 | 0 | 0 | 0 | 0 | 0 | 0 | 0 | 0 | 0 | 0 | 0 | 0 | 0 | 0 | 0
[19 empty] | Fixed env & social | Input | £000s | 323.33 | 323.33 | 323.33 | 323.33 | 323.33 | 0 | 0 | 0 | 0 | 0 | 0 | 0 | 0 | 0 | 0 | 0 | 0 | 0 | 0 | 0 | 0 | 0 | 0 | 0 | 0 | 0 | 0 | 0 | 0 | 0 | 0 | 0 | 0 | 0 | 0 | 0 | 0 | 0 | 0 | 0 | 0 | 0 | 0 | 0 | 0 | 0 | 0 | 0 | 0 | 0 | 0 | 0 | 0 | 0 | 0 | 0 | 0 | 0 | 0 | 0 | 0 | 0 | 0 | 0 | 0 | 0 | 0 | 0 | 0 | 0 | 0 | 0 | 0 | 0 | 0 | 0 | 0 | 0 | 0 | 0 | 0 | 0 | 0 | 0 | 0 | 0 | 0 | 0 | 0 | 0 | 0 | 0 | 0 | 0 | 0 | 0 | 0 | 0 | 0 | 0 | 0 | 0 | 0 | 0
[19 empty] | Variable env & social | Input | £000s | 0 | 0 | 0 | 0 | 0 | 0 | 0 | 0 | 0 | 0 | 0 | 0 | 0 | 0 | 0 | 0 | 0 | 0 | 0 | 0 | 0 | 0 | 0 | 0 | 0 | 0 | 0 | 0 | 0 | 0 | 0 | 0 | 0 | 0 | 0 | 0 | 0 | 0 | 0 | 0 | 0 | 0 | 0 | 0 | 0 | 0 | 0 | 0 | 0 | 0 | 0 | 0 | 0 | 0 | 0 | 0 | 0 | 0 | 0 | 0 | 0 | 0 | 0 | 0 | 0 | 0 | 0 | 0 | 0 | 0 | 0 | 0 | 0 | 0 | 0 | 0 | 0 | 0 | 0 | 0 | 0 | 0 | 0 | 0 | 0 | 0 | 0 | 0 | 0 | 0 | 0 | 0 | 0 | 0 | 0 | 0 | 0 | 0 | 0 | 0 | 0 | 0 | 0 | 0
[19 empty] | Fixed carbon costs | Input | £000s | 32.0808 | 32.6155 | 33.1502 | 33.6849 | 34.2195 | 0 | 0 | 0 | 0 | 0 | 0 | 0 | 0 | 0 | 0 | 0 | 0 | 0 | 0 | 0 | 0 | 0 | 0 | 0 | 0 | 0 | 0 | 0 | 0 | 0 | 0 | 0 | 0 | 0 | 0 | 0 | 0 | 0 | 0 | 0 | 0 | 0 | 0 | 0 | 0 | 0 | 0 | 0 | 0 | 0 | 0 | 0 | 0 | 0 | 0 | 0 | 0 | 0 | 0 | 0 | 0 | 0 | 0 | 0 | 0 | 0 | 0 | 0 | 0 | 0 | 0 | 0 | 0 | 0 | 0 | 0 | 0 | 0 | 0 | 0 | 0 | 0 | 0 | 0 | 0 | 0 | 0 | 0 | 0 | 0 | 0 | 0 | 0 | 0 | 0 | 0 | 0 | 0 | 0 | 0 | 0 | 0 | 0 | 0
[19 empty] | Variable carbon costs | Input | £000s | 0 | 0 | 0 | 0 | 0 | 0 | 0 | 0 | 0 | 0 | 0 | 0 | 0 | 0 | 0 | 0 | 0 | 0 | 0 | 0 | 0 | 0 | 0 | 0 | 0 | 0 | 0 | 0 | 0 | 0 | 0 | 0 | 0 | 0 | 0 | 0 | 0 | 0 | 0 | 0 | 0 | 0 | 0 | 0 | 0 | 0 | 0 | 0 | 0 | 0 | 0 | 0 | 0 | 0 | 0 | 0 | 0 | 0 | 0 | 0 | 0 | 0 | 0 | 0 | 0 | 0 | 0 | 0 | 0 | 0 | 0 | 0 | 0 | 0 | 0 | 0 | 0 | 0 | 0 | 0 | 0 | 0 | 0 | 0 | 0 | 0 | 0 | 0 | 0 | 0 | 0 | 0 | 0 | 0 | 0 | 0 | 0 | 0 | 0 | 0 | 0 | 0 | 0 | 0
[19 empty] | Customer willingness to pay | Input | £000s | -464.6475 | -929.2951 | -1393.9426 | -1858.5901 | -2135.0554 | -2135.0554 | -2135.0554 | -2135.0554 | -2135.0554 | -2135.0554 | -2135.0554 | -2135.0554 | -2135.0554 | -2135.0554 | -2135.0554 | -2135.0554 | -2135.0554 | -2135.0554 | -2135.0554 | -2135.0554 | -2135.0554 | -2135.0554 | -2135.0554 | -2135.0554 | -2135.0554 | -2135.0554 | -2135.0554 | -2135.0554 | -2135.0554 | -2135.0554 | -2135.0554 | -2135.0554 | -2135.0554 | -2135.0554 | -2135.0554 | -2135.0554 | -2135.0554 | -2135.0554 | -2135.0554 | -2135.0554 | -2135.0554 | -2135.0554 | -2135.0554 | -2135.0554 | -2135.0554 | -2135.0554 | -2135.0554 | -2135.0554 | -2135.0554 | -2135.0554 | -2135.0554 | -2135.0554 | -2135.0554 | -2135.0554 | -2135.0554 | -2135.0554 | -2135.0554 | -2135.0554 | -2135.0554 | -2135.0554 | -2135.0554 | -2135.0554 | -2135.0554 | -2135.0554 | -2135.0554 | -2135.0554 | -2135.0554 | -2135.0554 | -2135.0554 | -2135.0554 | -2135.0554 | -2135.0554 | -2135.0554 | -2135.0554 | -2135.0554 | -2135.0554 | -2135.0554 | -2135.0554 | -2135.0554 | -2135.0554 | 0 | 0 | 0 | 0 | 0 | 0 | 0 | 0 | 0 | 0 | 0 | 0 | 0 | 0 | 0 | 0 | 0 | 0 | 0 | 0 | 0 | 0 | 0 | 0
[19 empty] | Total | Sum of above (excl WAFU) | £000s | 9201.1021 | 9033.6668 | 8866.2315 | 8698.7962 | 8719.5432 | -651.6676 | -651.6676 | -651.6676 | -651.6676 | -651.6676 | -651.6676 | -651.6676 | -651.6676 | -651.6676 | -651.6676 | -651.6676 | -651.6676 | -651.6676 | -651.6676 | -651.6676 | -651.6676 | -651.6676 | -651.6676 | -651.6676 | -651.6676 | -651.6676 | -651.6676 | -651.6676 | -651.6676 | -651.6676 | -651.6676 | -651.6676 | -651.6676 | -651.6676 | -651.6676 | -651.6676 | -651.6676 | -651.6676 | -651.6676 | -651.6676 | -651.6676 | -651.6676 | -651.6676 | -651.6676 | -651.6676 | -651.6676 | -651.6676 | -651.6676 | -651.6676 | -651.6676 | -651.6676 | -651.6676 | -651.6676 | -651.6676 | -651.6676 | -651.6676 | -651.6676 | -651.6676 | -651.6676 | -651.6676 | -651.6676 | -651.6676 | -651.6676 | -651.6676 | -651.6676 | -651.6676 | -651.6676 | -651.6676 | -651.6676 | -651.6676 | -651.6676 | -651.6676 | -651.6676 | -651.6676 | -651.6676 | -651.6676 | -651.6676 | -651.6676 | -651.6676 | -651.6676 | 0 | 0 | 0 | 0 | 0 | 0 | 0 | 0 | 0 | 0 | 0 | 0 | 0 | 0 | 0 | 0 | 0 | 0 | 0 | 0 | 0 | 0 | 0 | 0
59.1x | Leakage driven asset renewal (9Ml/d) | AM1c | Mains replacement (not trunk mains) | n | 2020-21 | Capacity | 9 | 87369.5505 | 245971.7478 | 0 | -8031.5289 | 486.3307 | -72675.957 | 165750.5926 | 272.3377 | 189.7121 | 3 | 5 | Gains in WAFU / Savings in demand | Input | Ml/d | 1.8 | 3.6 | 5.4 | 7.2 | 9 | 9 | 9 | 9 | 9 | 9 | 9 | 9 | 9 | 9 | 9 | 9 | 9 | 9 | 9 | 9 | 9 | 9 | 9 | 9 | 9 | 9 | 9 | 9 | 9 | 9 | 9 | 9 | 9 | 9 | 9 | 9 | 9 | 9 | 9 | 9 | 9 | 9 | 9 | 9 | 9 | 9 | 9 | 9 | 9 | 9 | 9 | 9 | 9 | 9 | 9 | 9 | 9 | 9 | 9 | 9 | 9 | 9 | 9 | 9 | 9 | 9 | 9 | 9 | 9 | 9 | 9 | 9 | 9 | 9 | 9 | 9 | 9 | 9 | 9 | 9 | 0 | 0 | 0 | 0 | 0 | 0 | 0 | 0 | 0 | 0 | 0 | 0 | 0 | 0 | 0 | 0 | 0 | 0 | 0 | 0 | 0 | 0 | 0 | 0
[19 empty] | Fixed capex | Input | £000s | 26000 | 26000 | 26000 | 26000 | 26000 | 0 | 0 | 0 | 0 | 0 | 0 | 0 | 0 | 0 | 0 | 0 | 0 | 0 | 0 | 0 | 0 | 0 | 0 | 0 | 0 | 0 | 0 | 0 | 0 | 0 | 0 | 0 | 0 | 0 | 0 | 0 | 0 | 0 | 0 | 0 | 0 | 0 | 0 | 0 | 0 | 0 | 0 | 0 | 0 | 0 | 0 | 0 | 0 | 0 | 0 | 0 | 0 | 0 | 0 | 0 | 0 | 0 | 0 | 0 | 0 | 0 | 0 | 0 | 0 | 0 | 0 | 0 | 0 | 0 | 0 | 0 | 0 | 0 | 0 | 0 | 0 | 0 | 0 | 0 | 0 | 0 | 0 | 0 | 0 | 0 | 0 | 0 | 0 | 0 | 0 | 0 | 0 | 0 | 0 | 0 | 0 | 0 | 0 | 0
[19 empty] | Variable capex | Input | £000s | 0 | 0 | 0 | 0 | 0 | 0 | 0 | 0 | 0 | 0 | 0 | 0 | 0 | 0 | 0 | 0 | 0 | 0 | 0 | 0 | 0 | 0 | 0 | 0 | 0 | 0 | 0 | 0 | 0 | 0 | 0 | 0 | 0 | 0 | 0 | 0 | 0 | 0 | 0 | 0 | 0 | 0 | 0 | 0 | 0 | 0 | 0 | 0 | 0 | 0 | 0 | 0 | 0 | 0 | 0 | 0 | 0 | 0 | 0 | 0 | 0 | 0 | 0 | 0 | 0 | 0 | 0 | 0 | 0 | 0 | 0 | 0 | 0 | 0 | 0 | 0 | 0 | 0 | 0 | 0 | 0 | 0 | 0 | 0 | 0 | 0 | 0 | 0 | 0 | 0 | 0 | 0 | 0 | 0 | 0 | 0 | 0 | 0 | 0 | 0 | 0 | 0 | 0 | 0
[19 empty] | Financing costs | Input | £000s | 936 | 1872 | 2808 | 3744 | 4680 | 4680 | 4680 | 4680 | 4680 | 4680 | 4680 | 4680 | 4680 | 4680 | 4680 | 4680 | 4680 | 4680 | 4680 | 4680 | 4680 | 4680 | 4680 | 4680 | 4680 | 4680 | 4680 | 4680 | 4680 | 4680 | 4680 | 4680 | 4680 | 4680 | 4680 | 4680 | 4680 | 4680 | 4680 | 4680 | 4680 | 4680 | 4680 | 4680 | 4680 | 4680 | 4680 | 4680 | 4680 | 4680 | 4680 | 4680 | 4680 | 4680 | 4680 | 4680 | 4680 | 4680 | 4680 | 4680 | 4680 | 4680 | 4680 | 4680 | 4680 | 4680 | 4680 | 4680 | 4680 | 4680 | 4680 | 4680 | 4680 | 4680 | 4680 | 4680 | 4680 | 4680 | 4680 | 4680
[19 empty] | Fixed opex | Input | £000s | 0 | 0 | 0 | 0 | 0 | 0 | 0 | 0 | 0 | 0 | 0 | 0 | 0 | 0 | 0 | 0 | 0 | 0 | 0 | 0 | 0 | 0 | 0 | 0 | 0 | 0 | 0 | 0 | 0 | 0 | 0 | 0 | 0 | 0 | 0 | 0 | 0 | 0 | 0 | 0 | 0 | 0 | 0 | 0 | 0 | 0 | 0 | 0 | 0 | 0 | 0 | 0 | 0 | 0 | 0 | 0 | 0 | 0 | 0 | 0 | 0 | 0 | 0 | 0 | 0 | 0 | 0 | 0 | 0 | 0 | 0 | 0 | 0 | 0 | 0 | 0 | 0 | 0 | 0 | 0 | 0 | 0 | 0 | 0 | 0 | 0 | 0 | 0 | 0 | 0 | 0 | 0 | 0 | 0 | 0 | 0 | 0 | 0 | 0 | 0 | 0 | 0 | 0 | 0
[19 empty] | Variable opex | Input | £000s | 0 | 0 | 0 | 0 | 0 | 0 | 0 | 0 | 0 | 0 | 0 | 0 | 0 | 0 | 0 | 0 | 0 | 0 | 0 | 0 | 0 | 0 | 0 | 0 | 0 | 0 | 0 | 0 | 0 | 0 | 0 | 0 | 0 | 0 | 0 | 0 | 0 | 0 | 0 | 0 | 0 | 0 | 0 | 0 | 0 | 0 | 0 | 0 | 0 | 0 | 0 | 0 | 0 | 0 | 0 | 0 | 0 | 0 | 0 | 0 | 0 | 0 | 0 | 0 | 0 | 0 | 0 | 0 | 0 | 0 | 0 | 0 | 0 | 0 | 0 | 0 | 0 | 0 | 0 | 0 | 0 | 0 | 0 | 0 | 0 | 0 | 0 | 0 | 0 | 0 | 0 | 0 | 0 | 0 | 0 | 0 | 0 | 0 | 0 | 0 | 0 | 0 | 0 | 0
[19 empty] | Opex savings | Input | £000s | -30.7377 | -92.2132 | -153.6887 | -215.1642 | -276.6397 | -307.3774 | -307.3774 | -307.3774 | -307.3774 | -307.3774 | -307.3774 | -307.3774 | -307.3774 | -307.3774 | -307.3774 | -307.3774 | -307.3774 | -307.3774 | -307.3774 | -307.3774 | -307.3774 | -307.3774 | -307.3774 | -307.3774 | -307.3774 | -307.3774 | -307.3774 | -307.3774 | -307.3774 | -307.3774 | -307.3774 | -307.3774 | -307.3774 | -307.3774 | -307.3774 | -307.3774 | -307.3774 | -307.3774 | -307.3774 | -307.3774 | -307.3774 | -307.3774 | -307.3774 | -307.3774 | -307.3774 | -307.3774 | -307.3774 | -307.3774 | -307.3774 | -307.3774 | -307.3774 | -307.3774 | -307.3774 | -307.3774 | -307.3774 | -307.3774 | -307.3774 | -307.3774 | -307.3774 | -307.3774 | -307.3774 | -307.3774 | -307.3774 | -307.3774 | -307.3774 | -307.3774 | -307.3774 | -307.3774 | -307.3774 | -307.3774 | -307.3774 | -307.3774 | -307.3774 | -307.3774 | -307.3774 | -307.3774 | -307.3774 | -307.3774 | -307.3774 | -307.3774 | 0 | 0 | 0 | 0 | 0 | 0 | 0 | 0 | 0 | 0 | 0 | 0 | 0 | 0 | 0 | 0 | 0 | 0 | 0 | 0 | 0 | 0 | 0 | 0
[19 empty] | Fixed env & social | Input | £000s | 1016.18 | 1016.18 | 1016.18 | 1016.18 | 1016.18 | 0 | 0 | 0 | 0 | 0 | 0 | 0 | 0 | 0 | 0 | 0 | 0 | 0 | 0 | 0 | 0 | 0 | 0 | 0 | 0 | 0 | 0 | 0 | 0 | 0 | 0 | 0 | 0 | 0 | 0 | 0 | 0 | 0 | 0 | 0 | 0 | 0 | 0 | 0 | 0 | 0 | 0 | 0 | 0 | 0 | 0 | 0 | 0 | 0 | 0 | 0 | 0 | 0 | 0 | 0 | 0 | 0 | 0 | 0 | 0 | 0 | 0 | 0 | 0 | 0 | 0 | 0 | 0 | 0 | 0 | 0 | 0 | 0 | 0 | 0 | 0 | 0 | 0 | 0 | 0 | 0 | 0 | 0 | 0 | 0 | 0 | 0 | 0 | 0 | 0 | 0 | 0 | 0 | 0 | 0 | 0 | 0 | 0 | 0
[19 empty] | Variable env & social | Input | £000s | 0 | 0 | 0 | 0 | 0 | 0 | 0 | 0 | 0 | 0 | 0 | 0 | 0 | 0 | 0 | 0 | 0 | 0 | 0 | 0 | 0 | 0 | 0 | 0 | 0 | 0 | 0 | 0 | 0 | 0 | 0 | 0 | 0 | 0 | 0 | 0 | 0 | 0 | 0 | 0 | 0 | 0 | 0 | 0 | 0 | 0 | 0 | 0 | 0 | 0 | 0 | 0 | 0 | 0 | 0 | 0 | 0 | 0 | 0 | 0 | 0 | 0 | 0 | 0 | 0 | 0 | 0 | 0 | 0 | 0 | 0 | 0 | 0 | 0 | 0 | 0 | 0 | 0 | 0 | 0 | 0 | 0 | 0 | 0 | 0 | 0 | 0 | 0 | 0 | 0 | 0 | 0 | 0 | 0 | 0 | 0 | 0 | 0 | 0 | 0 | 0 | 0 | 0 | 0
[19 empty] | Fixed carbon costs | Input | £000s | 100.8254 | 102.5059 | 104.1863 | 105.8667 | 107.5471 | 0 | 0 | 0 | 0 | 0 | 0 | 0 | 0 | 0 | 0 | 0 | 0 | 0 | 0 | 0 | 0 | 0 | 0 | 0 | 0 | 0 | 0 | 0 | 0 | 0 | 0 | 0 | 0 | 0 | 0 | 0 | 0 | 0 | 0 | 0 | 0 | 0 | 0 | 0 | 0 | 0 | 0 | 0 | 0 | 0 | 0 | 0 | 0 | 0 | 0 | 0 | 0 | 0 | 0 | 0 | 0 | 0 | 0 | 0 | 0 | 0 | 0 | 0 | 0 | 0 | 0 | 0 | 0 | 0 | 0 | 0 | 0 | 0 | 0 | 0 | 0 | 0 | 0 | 0 | 0 | 0 | 0 | 0 | 0 | 0 | 0 | 0 | 0 | 0 | 0 | 0 | 0 | 0 | 0 | 0 | 0 | 0 | 0 | 0
[19 empty] | Variable carbon costs | Input | £000s | 0 | 0 | 0 | 0 | 0 | 0 | 0 | 0 | 0 | 0 | 0 | 0 | 0 | 0 | 0 | 0 | 0 | 0 | 0 | 0 | 0 | 0 | 0 | 0 | 0 | 0 | 0 | 0 | 0 | 0 | 0 | 0 | 0 | 0 | 0 | 0 | 0 | 0 | 0 | 0 | 0 | 0 | 0 | 0 | 0 | 0 | 0 | 0 | 0 | 0 | 0 | 0 | 0 | 0 | 0 | 0 | 0 | 0 | 0 | 0 | 0 | 0 | 0 | 0 | 0 | 0 | 0 | 0 | 0 | 0 | 0 | 0 | 0 | 0 | 0 | 0 | 0 | 0 | 0 | 0 | 0 | 0 | 0 | 0 | 0 | 0 | 0 | 0 | 0 | 0 | 0 | 0 | 0 | 0 | 0 | 0 | 0 | 0 | 0 | 0 | 0 | 0 | 0 | 0
[19 empty] | Customer willingness to pay | Input | £000s | -1045.4569 | -2042.1259 | -2460.3087 | -2813.4408 | -2813.4408 | -2813.4408 | -2813.4408 | -2813.4408 | -2813.4408 | -2813.4408 | -2813.4408 | -2813.4408 | -2813.4408 | -2813.4408 | -2813.4408 | -2813.4408 | -2813.4408 | -2813.4408 | -2813.4408 | -2813.4408 | -2813.4408 | -2813.4408 | -2813.4408 | -2813.4408 | -2813.4408 | -2813.4408 | -2813.4408 | -2813.4408 | -2813.4408 | -2813.4408 | -2813.4408 | -2813.4408 | -2813.4408 | -2813.4408 | -2813.4408 | -2813.4408 | -2813.4408 | -2813.4408 | -2813.4408 | -2813.4408 | -2813.4408 | -2813.4408 | -2813.4408 | -2813.4408 | -2813.4408 | -2813.4408 | -2813.4408 | -2813.4408 | -2813.4408 | -2813.4408 | -2813.4408 | -2813.4408 | -2813.4408 | -2813.4408 | -2813.4408 | -2813.4408 | -2813.4408 | -2813.4408 | -2813.4408 | -2813.4408 | -2813.4408 | -2813.4408 | -2813.4408 | -2813.4408 | -2813.4408 | -2813.4408 | -2813.4408 | -2813.4408 | -2813.4408 | -2813.4408 | -2813.4408 | -2813.4408 | -2813.4408 | -2813.4408 | -2813.4408 | -2813.4408 | -2813.4408 | -2813.4408 | -2813.4408 | -2813.4408 | 0 | 0 | 0 | 0 | 0 | 0 | 0 | 0 | 0 | 0 | 0 | 0 | 0 | 0 | 0 | 0 | 0 | 0 | 0 | 0 | 0 | 0 | 0 | 0
[19 empty] | Total | Sum of above (excl WAFU) | £000s | 26976.8108 | 26856.3467 | 27314.3689 | 27837.4417 | 28713.6466 | 1559.1818 | 1559.1818 | 1559.1818 | 1559.1818 | 1559.1818 | 1559.1818 | 1559.1818 | 1559.1818 | 1559.1818 | 1559.1818 | 1559.1818 | 1559.1818 | 1559.1818 | 1559.1818 | 1559.1818 | 1559.1818 | 1559.1818 | 1559.1818 | 1559.1818 | 1559.1818 | 1559.1818 | 1559.1818 | 1559.1818 | 1559.1818 | 1559.1818 | 1559.1818 | 1559.1818 | 1559.1818 | 1559.1818 | 1559.1818 | 1559.1818 | 1559.1818 | 1559.1818 | 1559.1818 | 1559.1818 | 1559.1818 | 1559.1818 | 1559.1818 | 1559.1818 | 1559.1818 | 1559.1818 | 1559.1818 | 1559.1818 | 1559.1818 | 1559.1818 | 1559.1818 | 1559.1818 | 1559.1818 | 1559.1818 | 1559.1818 | 1559.1818 | 1559.1818 | 1559.1818 | 1559.1818 | 1559.1818 | 1559.1818 | 1559.1818 | 1559.1818 | 1559.1818 | 1559.1818 | 1559.1818 | 1559.1818 | 1559.1818 | 1559.1818 | 1559.1818 | 1559.1818 | 1559.1818 | 1559.1818 | 1559.1818 | 1559.1818 | 1559.1818 | 1559.1818 | 1559.1818 | 1559.1818 | 1559.1818 | 0 | 0 | 0 | 0 | 0 | 0 | 0 | 0 | 0 | 0 | 0 | 0 | 0 | 0 | 0 | 0 | 0 | 0 | 0 | 0 | 0 | 0 | 0 | 0
59.1x | Better DMAs | AM2 | Other leakage control | n | 2020-21 | Capacity | 2 | 20461.9128 | 13600.7453 | 7848.4049 | -1784.7842 | 437.2365 | -14906.9796 | 5194.6229 | 96.1023 | 25.3868 | 3 | 4 | Gains in WAFU / Savings in demand | Input | Ml/d | 1 | 2 | 2 | 2 | 2 | 2 | 2 | 2 | 2 | 2 | 2 | 2 | 2 | 2 | 2 | 2 | 2 | 2 | 2 | 2 | 2 | 2 | 2 | 2 | 2 | 2 | 2 | 2 | 2 | 2 | 2 | 2 | 2 | 2 | 2 | 2 | 2 | 2 | 2 | 2 | 2 | 2 | 2 | 2 | 2 | 2 | 2 | 2 | 2 | 2 | 2 | 2 | 2 | 2 | 2 | 2 | 2 | 2 | 2 | 2 | 2 | 2 | 2 | 2 | 2 | 2 | 2 | 2 | 2 | 2 | 2 | 2 | 2 | 2 | 2 | 2 | 2 | 2 | 2 | 2 | 0 | 0 | 0 | 0 | 0 | 0 | 0 | 0 | 0 | 0 | 0 | 0 | 0 | 0 | 0 | 0 | 0 | 0 | 0 | 0 | 0 | 0 | 0 | 0
[19 empty] | Fixed capex | Input | £000s | 1900 | 1900 | 0 | 0 | 0 | 30 | 0 | 0 | 0 | 0 | 80 | 0 | 0 | 0 | 0 | 30 | 0 | 0 | 0 | 0 | 80 | 0 | 0 | 0 | 0 | 30 | 0 | 0 | 0 | 0 | 80 | 0 | 0 | 0 | 0 | 30 | 0 | 0 | 0 | 0 | 80 | 0 | 0 | 0 | 0 | 30 | 0 | 0 | 0 | 0 | 80 | 0 | 0 | 0 | 0 | 30 | 0 | 0 | 0 | 0 | 80 | 0 | 0 | 0 | 0 | 30 | 0 | 0 | 0 | 0 | 80 | 0 | 0 | 0 | 0 | 30 | 0 | 0 | 0 | 0 | 0 | 0 | 0 | 0 | 0 | 0 | 0 | 0 | 0 | 0 | 0 | 0 | 0 | 0 | 0 | 0 | 0 | 0 | 0 | 0 | 0 | 0 | 0 | 0
[19 empty] | Variable capex | Input | £000s | 90 | 180 | 180 | 180 | 180 | 90 | 90 | 90 | 90 | 90 | 90 | 90 | 90 | 90 | 90 | 90 | 90 | 90 | 90 | 90 | 90 | 90 | 90 | 90 | 90 | 90 | 90 | 90 | 90 | 90 | 90 | 90 | 90 | 90 | 90 | 90 | 90 | 90 | 90 | 90 | 90 | 90 | 90 | 90 | 90 | 90 | 90 | 90 | 90 | 90 | 90 | 90 | 90 | 90 | 90 | 90 | 90 | 90 | 90 | 90 | 90 | 90 | 90 | 90 | 90 | 90 | 90 | 90 | 90 | 90 | 90 | 90 | 90 | 90 | 90 | 90 | 90 | 90 | 90 | 90 | 0 | 0 | 0 | 0 | 0 | 0 | 0 | 0 | 0 | 0 | 0 | 0 | 0 | 0 | 0 | 0 | 0 | 0 | 0 | 0 | 0 | 0 | 0 | 0
[19 empty] | Financing costs | Input | £000s | 75.24 | 153.72 | 160.2 | 166.68 | 173.16 | 176.4 | 179.64 | 182.88 | 186.12 | 189.36 | 192.6 | 195.84 | 199.08 | 202.32 | 205.56 | 208.8 | 212.04 | 215.28 | 218.52 | 221.76 | 225 | 228.24 | 231.48 | 234.72 | 237.96 | 241.2 | 244.44 | 247.68 | 250.92 | 254.16 | 257.4 | 260.64 | 263.88 | 267.12 | 270.36 | 273.6 | 276.84 | 280.08 | 283.32 | 286.56 | 289.8 | 293.04 | 296.28 | 299.52 | 302.76 | 306 | 309.24 | 312.48 | 315.72 | 318.96 | 322.2 | 325.44 | 328.68 | 331.92 | 335.16 | 338.4 | 341.64 | 344.88 | 348.12 | 351.36 | 354.6 | 357.84 | 361.08 | 364.32 | 367.56 | 370.8 | 374.04 | 377.28 | 380.52 | 383.76 | 387 | 390.24 | 393.48 | 396.72 | 399.96 | 403.2 | 406.44 | 409.68 | 412.92 | 416.16
[19 empty] | Fixed opex | Input | £000s | 0 | 0 | 0 | 0 | 0 | 0 | 0 | 0 | 0 | 0 | 0 | 0 | 0 | 0 | 0 | 0 | 0 | 0 | 0 | 0 | 0 | 0 | 0 | 0 | 0 | 0 | 0 | 0 | 0 | 0 | 0 | 0 | 0 | 0 | 0 | 0 | 0 | 0 | 0 | 0 | 0 | 0 | 0 | 0 | 0 | 0 | 0 | 0 | 0 | 0 | 0 | 0 | 0 | 0 | 0 | 0 | 0 | 0 | 0 | 0 | 0 | 0 | 0 | 0 | 0 | 0 | 0 | 0 | 0 | 0 | 0 | 0 | 0 | 0 | 0 | 0 | 0 | 0 | 0 | 0 | 0 | 0 | 0 | 0 | 0 | 0 | 0 | 0 | 0 | 0 | 0 | 0 | 0 | 0 | 0 | 0 | 0 | 0 | 0 | 0 | 0 | 0 | 0 | 0
[19 empty] | Variable opex | Input | £000s | 140 | 280 | 280 | 280 | 280 | 280 | 280 | 280 | 280 | 280 | 280 | 280 | 280 | 280 | 280 | 280 | 280 | 280 | 280 | 280 | 280 | 280 | 280 | 280 | 280 | 280 | 280 | 280 | 280 | 280 | 280 | 280 | 280 | 280 | 280 | 280 | 280 | 280 | 280 | 280 | 280 | 280 | 280 | 280 | 280 | 280 | 280 | 280 | 280 | 280 | 280 | 280 | 280 | 280 | 280 | 280 | 280 | 280 | 280 | 280 | 280 | 280 | 280 | 280 | 280 | 280 | 280 | 280 | 280 | 280 | 280 | 280 | 280 | 280 | 280 | 280 | 280 | 280 | 280 | 280 | 0 | 0 | 0 | 0 | 0 | 0 | 0 | 0 | 0 | 0 | 0 | 0 | 0 | 0 | 0 | 0 | 0 | 0 | 0 | 0 | 0 | 0 | 0 | 0
[19 empty] | Opex savings | Input | £000s | -6.8306 | -20.4918 | -34.1531 | -47.8143 | -61.4755 | -68.3061 | -68.3061 | -68.3061 | -68.3061 | -68.3061 | -68.3061 | -68.3061 | -68.3061 | -68.3061 | -68.3061 | -68.3061 | -68.3061 | -68.3061 | -68.3061 | -68.3061 | -68.3061 | -68.3061 | -68.3061 | -68.3061 | -68.3061 | -68.3061 | -68.3061 | -68.3061 | -68.3061 | -68.3061 | -68.3061 | -68.3061 | -68.3061 | -68.3061 | -68.3061 | -68.3061 | -68.3061 | -68.3061 | -68.3061 | -68.3061 | -68.3061 | -68.3061 | -68.3061 | -68.3061 | -68.3061 | -68.3061 | -68.3061 | -68.3061 | -68.3061 | -68.3061 | -68.3061 | -68.3061 | -68.3061 | -68.3061 | -68.3061 | -68.3061 | -68.3061 | -68.3061 | -68.3061 | -68.3061 | -68.3061 | -68.3061 | -68.3061 | -68.3061 | -68.3061 | -68.3061 | -68.3061 | -68.3061 | -68.3061 | -68.3061 | -68.3061 | -68.3061 | -68.3061 | -68.3061 | -68.3061 | -68.3061 | -68.3061 | -68.3061 | -68.3061 | -68.3061 | 0 | 0 | 0 | 0 | 0 | 0 | 0 | 0 | 0 | 0 | 0 | 0 | 0 | 0 | 0 | 0 | 0 | 0 | 0 | 0 | 0 | 0 | 0 | 0
[19 empty] | Fixed env & social | Input | £000s | 13.857 | 13.857 | 0 | 0 | 0 | 0 | 0 | 0 | 0 | 0 | 0 | 0 | 0 | 0 | 0 | 0 | 0 | 0 | 0 | 0 | 0 | 0 | 0 | 0 | 0 | 0 | 0 | 0 | 0 | 0 | 0 | 0 | 0 | 0 | 0 | 0 | 0 | 0 | 0 | 0 | 0 | 0 | 0 | 0 | 0 | 0 | 0 | 0 | 0 | 0 | 0 | 0 | 0 | 0 | 0 | 0 | 0 | 0 | 0 | 0 | 0 | 0 | 0 | 0 | 0 | 0 | 0 | 0 | 0 | 0 | 0 | 0 | 0 | 0 | 0 | 0 | 0 | 0 | 0 | 0 | 0 | 0 | 0 | 0 | 0 | 0 | 0 | 0 | 0 | 0 | 0 | 0 | 0 | 0 | 0 | 0 | 0 | 0 | 0 | 0 | 0 | 0 | 0 | 0
[19 empty] | Variable env & social | Input | £000s | 18.476 | 36.952 | 36.952 | 36.952 | 36.952 | 36.952 | 36.952 | 36.952 | 36.952 | 36.952 | 36.952 | 36.952 | 36.952 | 36.952 | 36.952 | 36.952 | 36.952 | 36.952 | 36.952 | 36.952 | 36.952 | 36.952 | 36.952 | 36.952 | 36.952 | 36.952 | 36.952 | 36.952 | 36.952 | 36.952 | 36.952 | 36.952 | 36.952 | 36.952 | 36.952 | 36.952 | 36.952 | 36.952 | 36.952 | 36.952 | 36.952 | 36.952 | 36.952 | 36.952 | 36.952 | 36.952 | 36.952 | 36.952 | 36.952 | 36.952 | 36.952 | 36.952 | 36.952 | 36.952 | 36.952 | 36.952 | 36.952 | 36.952 | 36.952 | 36.952 | 36.952 | 36.952 | 36.952 | 36.952 | 36.952 | 36.952 | 36.952 | 36.952 | 36.952 | 36.952 | 36.952 | 36.952 | 36.952 | 36.952 | 36.952 | 36.952 | 36.952 | 36.952 | 36.952 | 36.952 | 0 | 0 | 0 | 0 | 0 | 0 | 0 | 0 | 0 | 0 | 0 | 0 | 0 | 0 | 0 | 0 | 0 | 0 | 0 | 0 | 0 | 0 | 0 | 0
[19 empty] | Fixed carbon costs | Input | £000s | 87.6212 | 89.0815 | 0 | 0 | 0 | 0 | 0 | 0 | 0 | 0 | 0 | 0 | 0 | 0 | 0 | 0 | 0 | 0 | 0 | 0 | 0 | 0 | 0 | 0 | 0 | 0 | 0 | 0 | 0 | 0 | 0 | 0 | 0 | 0 | 0 | 0 | 0 | 0 | 0 | 0 | 0 | 0 | 0 | 0 | 0 | 0 | 0 | 0 | 0 | 0 | 0 | 0 | 0 | 0 | 0 | 0 | 0 | 0 | 0 | 0 | 0 | 0 | 0 | 0 | 0 | 0 | 0 | 0 | 0 | 0 | 0 | 0 | 0 | 0 | 0 | 0 | 0 | 0 | 0 | 0 | 0 | 0 | 0 | 0 | 0 | 0 | 0 | 0 | 0 | 0 | 0 | 0 | 0 | 0 | 0 | 0 | 0 | 0 | 0 | 0 | 0 | 0 | 0 | 0
[19 empty] | Variable carbon costs | Input | £000s | 0 | 0 | 3.7886 | 3.8497 | 3.9108 | 3.9719 | 4.033 | 4.0941 | 4.1552 | 4.2163 | 4.2774 | 4.6746 | 5.0718 | 5.469 | 5.8662 | 6.2634 | 6.6606 | 7.0578 | 7.455 | 7.8522 | 8.2494 | 8.6465 | 9.0437 | 9.4409 | 9.8381 | 10.2353 | 10.6325 | 11.0297 | 11.4269 | 11.8241 | 12.2213 | 12.6535 | 13.0721 | 13.4929 | 13.9137 | 14.3212 | 14.7311 | 15.126 | 15.5116 | 15.8907 | 16.2602 | 16.5535 | 16.8451 | 17.1071 | 17.3551 | 17.5731 | 17.7882 | 17.9678 | 18.132 | 18.2713 | 18.3914 | 18.5107 | 18.6096 | 18.6936 | 18.744 | 18.7968 | 18.8014 | 18.8081 | 18.7847 | 18.75 | 18.6815 | 18.672 | 18.6298 | 18.5734 | 18.5052 | 18.4453 | 18.3495 | 18.2391 | 18.1259 | 17.9954 | 17.8637 | 17.7524 | 17.638 | 17.4951 | 17.3487 | 17.1961 | 17.0396 | 16.8897 | 16.7126 | 16.5521 | 0 | 0 | 0 | 0 | 0 | 0 | 0 | 0 | 0 | 0 | 0 | 0 | 0 | 0 | 0 | 0 | 0 | 0 | 0 | 0 | 0 | 0 | 0 | 0
[19 empty] | Customer willingness to pay | Input | £000s | -232.3238 | -464.6475 | -696.9713 | -929.2951 | -1161.6188 | -1161.6188 | -1161.6188 | -1161.6188 | -1161.6188 | -1161.6188 | -1161.6188 | -1161.6188 | -1161.6188 | -1161.6188 | -1161.6188 | -1161.6188 | -1161.6188 | -1161.6188 | -1161.6188 | -1161.6188 | -929.2951 | -696.9713 | -464.6475 | -232.3238 | 0 | 0 | 0 | 0 | 0 | 0 | 0 | 0 | 0 | 0 | 0 | 0 | 0 | 0 | 0 | 0 | 0 | 0 | 0 | 0 | 0 | 0 | 0 | 0 | 0 | 0 | 0 | 0 | 0 | 0 | 0 | 0 | 0 | 0 | 0 | 0 | 0 | 0 | 0 | 0 | 0 | 0 | 0 | 0 | 0 | 0 | 0 | 0 | 0 | 0 | 0 | 0 | 0 | 0 | 0 | 0 | 0 | 0 | 0 | 0 | 0 | 0 | 0 | 0 | 0 | 0 | 0 | 0 | 0 | 0 | 0 | 0 | 0 | 0 | 0 | 0 | 0 | 0 | 0 | 0
[19 empty] | Total | Sum of above (excl WAFU) | £000s | 2086.0398 | 2168.4711 | -70.1837 | -309.6276 | -549.0715 | -612.601 | -639.2999 | -635.9988 | -632.6977 | -629.3966 | -546.0955 | -622.4583 | -618.8211 | -615.1839 | -611.5467 | -577.9095 | -604.2723 | -600.6351 | -596.9979 | -593.3608 | -277.3998 | -121.4388 | 114.5221 | 350.4831 | 586.444 | 620.0812 | 593.7184 | 597.3556 | 600.9928 | 604.63 | 688.2672 | 611.9394 | 615.598 | 619.2588 | 622.9196 | 656.5671 | 630.217 | 633.8519 | 637.4775 | 641.0966 | 724.7061 | 648.2394 | 651.771 | 655.273 | 658.761 | 692.219 | 665.6741 | 669.0937 | 672.4979 | 675.8772 | 759.2373 | 682.5966 | 685.9355 | 689.2595 | 692.5499 | 725.8427 | 699.0873 | 702.334 | 705.5506 | 708.7559 | 791.9274 | 715.1579 | 718.3557 | 721.5393 | 724.7111 | 757.8912 | 731.0354 | 734.165 | 737.2918 | 740.4013 | 823.5096 | 746.6383 | 749.7639 | 752.861 | 755.9546 | 789.042 | 762.1255 | 765.2156 | 768.2785 | 771.358 | 0 | 0 | 0 | 0 | 0 | 0 | 0 | 0 | 0 | 0 | 0 | 0 | 0 | 0 | 0 | 0 | 0 | 0 | 0 | 0 | 0 | 0 | 0 | 0
59.1x | Near real time monitoring and decision support | AM3 | Other leakage control | n | 2020-21 | Capacity | 2 | 19062.5914 | 26943.6571 | 28218.268 | -1784.7842 | 681.4379 | -11814.9324 | 42243.6463 | 280.0099 | 221.605 | 3 | 4 | Gains in WAFU / Savings in demand | Input | Ml/d | 0 | 0.5 | 1 | 1.5 | 2 | 2 | 2 | 2 | 2 | 2 | 2 | 2 | 2 | 2 | 2 | 2 | 2 | 2 | 2 | 2 | 2 | 2 | 2 | 2 | 2 | 2 | 2 | 2 | 2 | 2 | 2 | 2 | 2 | 2 | 2 | 2 | 2 | 2 | 2 | 2 | 2 | 2 | 2 | 2 | 2 | 2 | 2 | 2 | 2 | 2 | 2 | 2 | 2 | 2 | 2 | 2 | 2 | 2 | 2 | 2 | 2 | 2 | 2 | 2 | 2 | 2 | 2 | 2 | 2 | 2 | 2 | 2 | 2 | 2 | 2 | 2 | 2 | 2 | 2 | 2 | 0 | 0 | 0 | 0 | 0 | 0 | 0 | 0 | 0 | 0 | 0 | 0 | 0 | 0 | 0 | 0 | 0 | 0 | 0 | 0 | 0 | 0 | 0 | 0
[19 empty] | Fixed capex | Input | £000s | 2000 | 475 | 475 | 475 | 475 | 475 | 475 | 475 | 475 | 475 | 1475 | 475 | 475 | 475 | 475 | 475 | 475 | 475 | 475 | 475 | 1475 | 475 | 475 | 475 | 475 | 475 | 475 | 475 | 475 | 475 | 1475 | 475 | 475 | 475 | 475 | 475 | 475 | 475 | 475 | 475 | 1475 | 475 | 475 | 475 | 475 | 475 | 475 | 475 | 475 | 475 | 1475 | 475 | 475 | 475 | 475 | 475 | 475 | 475 | 475 | 475 | 1475 | 475 | 475 | 475 | 475 | 475 | 475 | 475 | 475 | 475 | 1475 | 475 | 475 | 475 | 475 | 475 | 475 | 475 | 475 | 475 | 0 | 0 | 0 | 0 | 0 | 0 | 0 | 0 | 0 | 0 | 0 | 0 | 0 | 0 | 0 | 0 | 0 | 0 | 0 | 0 | 0 | 0 | 0 | 0
[19 empty] | Variable capex | Input | £000s | 0 | 0 | 0 | 0 | 0 | 0 | 0 | 0 | 0 | 0 | 0 | 0 | 0 | 0 | 0 | 0 | 0 | 0 | 0 | 0 | 0 | 0 | 0 | 0 | 0 | 0 | 0 | 0 | 0 | 0 | 0 | 0 | 0 | 0 | 0 | 0 | 0 | 0 | 0 | 0 | 0 | 0 | 0 | 0 | 0 | 0 | 0 | 0 | 0 | 0 | 0 | 0 | 0 | 0 | 0 | 0 | 0 | 0 | 0 | 0 | 0 | 0 | 0 | 0 | 0 | 0 | 0 | 0 | 0 | 0 | 0 | 0 | 0 | 0 | 0 | 0 | 0 | 0 | 0 | 0 | 0 | 0 | 0 | 0 | 0 | 0 | 0 | 0 | 0 | 0 | 0 | 0 | 0 | 0 | 0 | 0 | 0 | 0 | 0 | 0 | 0 | 0 | 0 | 0
[19 empty] | Financing costs | Input | £000s | 72 | 89.1 | 106.2 | 123.3 | 140.4 | 157.5 | 174.6 | 191.7 | 208.8 | 225.9 | 234 | 242.1 | 250.2 | 258.3 | 266.4 | 274.5 | 282.6 | 290.7 | 298.8 | 306.9 | 315 | 323.1 | 331.2 | 339.3 | 347.4 | 355.5 | 363.6 | 371.7 | 379.8 | 387.9 | 396 | 404.1 | 412.2 | 420.3 | 428.4 | 436.5 | 444.6 | 452.7 | 460.8 | 468.9 | 477 | 485.1 | 493.2 | 501.3 | 509.4 | 517.5 | 525.6 | 533.7 | 541.8 | 549.9 | 558 | 566.1 | 574.2 | 582.3 | 590.4 | 598.5 | 606.6 | 614.7 | 622.8 | 630.9 | 639 | 647.1 | 655.2 | 663.3 | 671.4 | 679.5 | 687.6 | 695.7 | 703.8 | 711.9 | 720 | 728.1 | 736.2 | 744.3 | 752.4 | 760.5 | 768.6 | 776.7 | 784.8 | 792.9
[19 empty] | Fixed opex | Input | £000s | 0 | 1025 | 1025 | 1025 | 1025 | 1025 | 1025 | 1025 | 1025 | 1025 | 1025 | 1025 | 1025 | 1025 | 1025 | 1025 | 1025 | 1025 | 1025 | 1025 | 1025 | 1025 | 1025 | 1025 | 1025 | 1025 | 1025 | 1025 | 1025 | 1025 | 1025 | 1025 | 1025 | 1025 | 1025 | 1025 | 1025 | 1025 | 1025 | 1025 | 1025 | 1025 | 1025 | 1025 | 1025 | 1025 | 1025 | 1025 | 1025 | 1025 | 1025 | 1025 | 1025 | 1025 | 1025 | 1025 | 1025 | 1025 | 1025 | 1025 | 1025 | 1025 | 1025 | 1025 | 1025 | 1025 | 1025 | 1025 | 1025 | 1025 | 1025 | 1025 | 1025 | 1025 | 1025 | 1025 | 1025 | 1025 | 1025 | 1025 | 0 | 0 | 0 | 0 | 0 | 0 | 0 | 0 | 0 | 0 | 0 | 0 | 0 | 0 | 0 | 0 | 0 | 0 | 0 | 0 | 0 | 0 | 0 | 0
[19 empty] | Variable opex | Input | £000s | 0 | 0 | 0 | 0 | 0 | 0 | 0 | 0 | 0 | 0 | 0 | 0 | 0 | 0 | 0 | 0 | 0 | 0 | 0 | 0 | 0 | 0 | 0 | 0 | 0 | 0 | 0 | 0 | 0 | 0 | 0 | 0 | 0 | 0 | 0 | 0 | 0 | 0 | 0 | 0 | 0 | 0 | 0 | 0 | 0 | 0 | 0 | 0 | 0 | 0 | 0 | 0 | 0 | 0 | 0 | 0 | 0 | 0 | 0 | 0 | 0 | 0 | 0 | 0 | 0 | 0 | 0 | 0 | 0 | 0 | 0 | 0 | 0 | 0 | 0 | 0 | 0 | 0 | 0 | 0 | 0 | 0 | 0 | 0 | 0 | 0 | 0 | 0 | 0 | 0 | 0 | 0 | 0 | 0 | 0 | 0 | 0 | 0 | 0 | 0 | 0 | 0 | 0 | 0
[19 empty] | Opex savings | Input | £000s | -6.8306 | -20.4918 | -34.1531 | -47.8143 | -61.4755 | -68.3061 | -68.3061 | -68.3061 | -68.3061 | -68.3061 | -68.3061 | -68.3061 | -68.3061 | -68.3061 | -68.3061 | -68.3061 | -68.3061 | -68.3061 | -68.3061 | -68.3061 | -68.3061 | -68.3061 | -68.3061 | -68.3061 | -68.3061 | -68.3061 | -68.3061 | -68.3061 | -68.3061 | -68.3061 | -68.3061 | -68.3061 | -68.3061 | -68.3061 | -68.3061 | -68.3061 | -68.3061 | -68.3061 | -68.3061 | -68.3061 | -68.3061 | -68.3061 | -68.3061 | -68.3061 | -68.3061 | -68.3061 | -68.3061 | -68.3061 | -68.3061 | -68.3061 | -68.3061 | -68.3061 | -68.3061 | -68.3061 | -68.3061 | -68.3061 | -68.3061 | -68.3061 | -68.3061 | -68.3061 | -68.3061 | -68.3061 | -68.3061 | -68.3061 | -68.3061 | -68.3061 | -68.3061 | -68.3061 | -68.3061 | -68.3061 | -68.3061 | -68.3061 | -68.3061 | -68.3061 | -68.3061 | -68.3061 | -68.3061 | -68.3061 | -68.3061 | -68.3061 | 0 | 0 | 0 | 0 | 0 | 0 | 0 | 0 | 0 | 0 | 0 | 0 | 0 | 0 | 0 | 0 | 0 | 0 | 0 | 0 | 0 | 0 | 0 | 0
[19 empty] | Fixed env & social | Input | £000s | 46.19 | 0 | 0 | 0 | 0 | 0 | 0 | 0 | 0 | 0 | 0 | 0 | 0 | 0 | 0 | 0 | 0 | 0 | 0 | 0 | 0 | 0 | 0 | 0 | 0 | 0 | 0 | 0 | 0 | 0 | 0 | 0 | 0 | 0 | 0 | 0 | 0 | 0 | 0 | 0 | 0 | 0 | 0 | 0 | 0 | 0 | 0 | 0 | 0 | 0 | 0 | 0 | 0 | 0 | 0 | 0 | 0 | 0 | 0 | 0 | 0 | 0 | 0 | 0 | 0 | 0 | 0 | 0 | 0 | 0 | 0 | 0 | 0 | 0 | 0 | 0 | 0 | 0 | 0 | 0 | 0 | 0 | 0 | 0 | 0 | 0 | 0 | 0 | 0 | 0 | 0 | 0 | 0 | 0 | 0 | 0 | 0 | 0 | 0 | 0 | 0 | 0 | 0 | 0
[19 empty] | Variable env & social | Input | £000s | 37.8758 | 37.8758 | 37.8758 | 37.8758 | 37.8758 | 37.8758 | 37.8758 | 37.8758 | 37.8758 | 37.8758 | 37.8758 | 37.8758 | 37.8758 | 37.8758 | 37.8758 | 37.8758 | 37.8758 | 37.8758 | 37.8758 | 37.8758 | 37.8758 | 37.8758 | 37.8758 | 37.8758 | 37.8758 | 37.8758 | 37.8758 | 37.8758 | 37.8758 | 37.8758 | 37.8758 | 37.8758 | 37.8758 | 37.8758 | 37.8758 | 37.8758 | 37.8758 | 37.8758 | 37.8758 | 37.8758 | 37.8758 | 37.8758 | 37.8758 | 37.8758 | 37.8758 | 37.8758 | 37.8758 | 37.8758 | 37.8758 | 37.8758 | 37.8758 | 37.8758 | 37.8758 | 37.8758 | 37.8758 | 37.8758 | 37.8758 | 37.8758 | 37.8758 | 37.8758 | 37.8758 | 37.8758 | 37.8758 | 37.8758 | 37.8758 | 37.8758 | 37.8758 | 37.8758 | 37.8758 | 37.8758 | 37.8758 | 37.8758 | 37.8758 | 37.8758 | 37.8758 | 37.8758 | 37.8758 | 37.8758 | 37.8758 | 37.8758 | 0 | 0 | 0 | 0 | 0 | 0 | 0 | 0 | 0 | 0 | 0 | 0 | 0 | 0 | 0 | 0 | 0 | 0 | 0 | 0 | 0 | 0 | 0 | 0
[19 empty] | Fixed carbon costs | Input | £000s | 41.9774 | 5.3346 | 5.4221 | 5.5095 | 5.597 | 5.6844 | 5.7719 | 5.8593 | 5.9468 | 6.0342 | 6.1217 | 6.6901 | 7.2586 | 7.827 | 8.3955 | 8.9639 | 9.5324 | 10.1008 | 10.6693 | 11.2377 | 11.8061 | 12.3746 | 12.943 | 13.5115 | 14.0799 | 14.6484 | 15.2168 | 15.7852 | 16.3537 | 16.9221 | 17.4906 | 18.1091 | 18.7083 | 19.3104 | 19.9128 | 20.4959 | 21.0825 | 21.6477 | 22.1995 | 22.7421 | 23.271 | 23.6908 | 24.108 | 24.483 | 24.8378 | 25.15 | 25.4578 | 25.7147 | 25.9498 | 26.1491 | 26.321 | 26.4918 | 26.6333 | 26.7535 | 26.8256 | 26.9013 | 26.9077 | 26.9174 | 26.8839 | 26.8343 | 26.7362 | 26.7227 | 26.6622 | 26.5815 | 26.4839 | 26.3981 | 26.261 | 26.1031 | 25.9411 | 25.7543 | 25.5658 | 25.4065 | 25.2429 | 25.0383 | 24.8287 | 24.6104 | 24.3864 | 24.1718 | 23.9184 | 23.6887 | 0 | 0 | 0 | 0 | 0 | 0 | 0 | 0 | 0 | 0 | 0 | 0 | 0 | 0 | 0 | 0 | 0 | 0 | 0 | 0 | 0 | 0 | 0 | 0
[19 empty] | Variable carbon costs | Input | £000s | 0 | 3.5877 | 3.6465 | 3.7053 | 3.7641 | 3.823 | 3.8818 | 3.9406 | 3.9994 | 4.0582 | 4.117 | 4.4993 | 4.8816 | 5.2639 | 5.6462 | 6.0285 | 6.4108 | 6.7931 | 7.1754 | 7.5577 | 7.94 | 8.3223 | 8.7046 | 9.0869 | 9.4692 | 9.8515 | 10.2338 | 10.6161 | 10.9984 | 11.3807 | 11.763 | 12.179 | 12.5819 | 12.9869 | 13.392 | 13.7841 | 14.1787 | 14.5588 | 14.9299 | 15.2948 | 15.6505 | 15.9328 | 16.2134 | 16.4656 | 16.7042 | 16.9141 | 17.1211 | 17.294 | 17.452 | 17.5861 | 17.7017 | 17.8166 | 17.9118 | 17.9926 | 18.0411 | 18.0919 | 18.0963 | 18.1028 | 18.0803 | 18.0469 | 17.9809 | 17.9718 | 17.9312 | 17.8769 | 17.8113 | 17.7536 | 17.6613 | 17.5552 | 17.4462 | 17.3206 | 17.1938 | 17.0867 | 16.9766 | 16.839 | 16.6981 | 16.5513 | 16.4006 | 16.2563 | 16.0859 | 15.9314 | 0 | 0 | 0 | 0 | 0 | 0 | 0 | 0 | 0 | 0 | 0 | 0 | 0 | 0 | 0 | 0 | 0 | 0 | 0 | 0 | 0 | 0 | 0 | 0
[19 empty] | Customer willingness to pay | Input | £000s | -232.3238 | -464.6475 | -696.9713 | -929.2951 | -1161.6188 | -1161.6188 | -1161.6188 | -1161.6188 | -1161.6188 | -1161.6188 | -1161.6188 | -1161.6188 | -1161.6188 | -1161.6188 | -1161.6188 | -929.2951 | -696.9713 | -464.6475 | -232.3238 | 0 | 0 | 0 | 0 | 0 | 0 | 0 | 0 | 0 | 0 | 0 | 0 | 0 | 0 | 0 | 0 | 0 | 0 | 0 | 0 | 0 | 0 | 0 | 0 | 0 | 0 | 0 | 0 | 0 | 0 | 0 | 0 | 0 | 0 | 0 | 0 | 0 | 0 | 0 | 0 | 0 | 0 | 0 | 0 | 0 | 0 | 0 | 0 | 0 | 0 | 0 | 0 | 0 | 0 | 0 | 0 | 0 | 0 | 0 | 0 | 0 | 0 | 0 | 0 | 0 | 0 | 0 | 0 | 0 | 0 | 0 | 0 | 0 | 0 | 0 | 0 | 0 | 0 | 0 | 0 | 0 | 0 | 0 | 0 | 0
[19 empty] | Total | Sum of above (excl WAFU) | £000s | 1958.8888 | 1150.7588 | 922.0201 | 693.2813 | 464.5426 | 474.9583 | 492.2046 | 509.4508 | 526.6971 | 543.9434 | 1552.1896 | 561.2404 | 570.2911 | 579.3418 | 588.3926 | 829.7671 | 1071.1416 | 1312.5161 | 1553.8906 | 1795.2651 | 2804.3158 | 1813.3666 | 1822.4173 | 1831.4681 | 1840.5188 | 1849.5695 | 1858.6203 | 1867.671 | 1876.7218 | 1885.7725 | 2894.8232 | 1903.9578 | 1913.06 | 1922.167 | 1931.2744 | 1940.3498 | 1949.4309 | 1958.4762 | 1967.4991 | 1976.5066 | 2985.4912 | 1994.2932 | 2003.0911 | 2011.8183 | 2020.5118 | 2029.1338 | 2037.7486 | 2046.2784 | 2054.7715 | 2063.2049 | 3071.5925 | 2079.9781 | 2088.3148 | 2096.6158 | 2104.8363 | 2113.0629 | 2121.1737 | 2129.2899 | 2137.3338 | 2145.3508 | 3153.2868 | 2161.3642 | 2169.363 | 2177.328 | 2185.2649 | 2193.2213 | 2201.092 | 2208.9279 | 2216.7569 | 2224.5446 | 3232.3294 | 2240.1629 | 2247.9892 | 2255.747 | 2263.4965 | 2271.2314 | 2278.9567 | 2286.6978 | 2294.3739 | 2302.0898 | 0 | 0 | 0 | 0 | 0 | 0 | 0 | 0 | 0 | 0 | 0 | 0 | 0 | 0 | 0 | 0 | 0 | 0 | 0 | 0 | 0 | 0 | 0 | 0
59.1x | Pressure management optimisation | PM1 | Pressure management | n | 2020-21 | Capacity | 2 | 19062.5914 | 11799.2458 | 10445.2555 | -1784.7842 | 75.7531 | -15924.0774 | 4611.3928 | 107.3291 | 24.1908 | 3 | 4 | Gains in WAFU / Savings in demand | Input | Ml/d | 0 | 0.5 | 1 | 1.5 | 2 | 2 | 2 | 2 | 2 | 2 | 2 | 2 | 2 | 2 | 2 | 2 | 2 | 2 | 2 | 2 | 2 | 2 | 2 | 2 | 2 | 2 | 2 | 2 | 2 | 2 | 2 | 2 | 2 | 2 | 2 | 2 | 2 | 2 | 2 | 2 | 2 | 2 | 2 | 2 | 2 | 2 | 2 | 2 | 2 | 2 | 2 | 2 | 2 | 2 | 2 | 2 | 2 | 2 | 2 | 2 | 2 | 2 | 2 | 2 | 2 | 2 | 2 | 2 | 2 | 2 | 2 | 2 | 2 | 2 | 2 | 2 | 2 | 2 | 2 | 2 | 0 | 0 | 0 | 0 | 0 | 0 | 0 | 0 | 0 | 0 | 0 | 0 | 0 | 0 | 0 | 0 | 0 | 0 | 0 | 0 | 0 | 0 | 0 | 0
[19 empty] | Fixed capex | Input | £000s | 1450 | 1450 | 1450 | 1450 | 0 | 0 | 0 | 0 | 0 | 0 | 50 | 50 | 50 | 50 | 0 | 0 | 0 | 0 | 0 | 0 | 50 | 50 | 50 | 50 | 0 | 0 | 0 | 0 | 0 | 0 | 50 | 50 | 50 | 50 | 0 | 0 | 0 | 0 | 0 | 50 | 50 | 50 | 50 | 0 | 0 | 0 | 0 | 0 | 0 | 50 | 50 | 50 | 50 | 0 | 0 | 0 | 0 | 0 | 0 | 50 | 50 | 50 | 50 | 0 | 0 | 0 | 0 | 0 | 0 | 50 | 50 | 50 | 50 | 0 | 0 | 0 | 0 | 0 | 0 | 0 | 0 | 0 | 0 | 0 | 0 | 0 | 0 | 0 | 0 | 0 | 0 | 0 | 0 | 0 | 0 | 0 | 0 | 0 | 0 | 0 | 0 | 0 | 0 | 0
[19 empty] | Variable capex | Input | £000s | 0 | 0 | 0 | 0 | 0 | 0 | 0 | 0 | 0 | 0 | 0 | 0 | 0 | 0 | 0 | 0 | 0 | 0 | 0 | 0 | 0 | 0 | 0 | 0 | 0 | 0 | 0 | 0 | 0 | 0 | 0 | 0 | 0 | 0 | 0 | 0 | 0 | 0 | 0 | 0 | 0 | 0 | 0 | 0 | 0 | 0 | 0 | 0 | 0 | 0 | 0 | 0 | 0 | 0 | 0 | 0 | 0 | 0 | 0 | 0 | 0 | 0 | 0 | 0 | 0 | 0 | 0 | 0 | 0 | 0 | 0 | 0 | 0 | 0 | 0 | 0 | 0 | 0 | 0 | 0 | 0 | 0 | 0 | 0 | 0 | 0 | 0 | 0 | 0 | 0 | 0 | 0 | 0 | 0 | 0 | 0 | 0 | 0 | 0 | 0 | 0 | 0 | 0 | 0
[19 empty] | Financing costs | Input | £000s | 54 | 108 | 162 | 216 | 216 | 216 | 216 | 216 | 216 | 216 | 216 | 216 | 216 | 216 | 216 | 216 | 216 | 216 | 216 | 216 | 216 | 216 | 216 | 216 | 216 | 216 | 216 | 216 | 216 | 216 | 216 | 216 | 216 | 216 | 216 | 216 | 216 | 216 | 216 | 216 | 216 | 216 | 216 | 216 | 216 | 216 | 216 | 216 | 216 | 216 | 216 | 216 | 216 | 216 | 216 | 216 | 216 | 216 | 216 | 216 | 216 | 216 | 216 | 216 | 216 | 216 | 216 | 216 | 216 | 216 | 216 | 216 | 216 | 216 | 216 | 216 | 216 | 216 | 216 | 216
[19 empty] | Fixed opex | Input | £000s | 0 | 100 | 200 | 300 | 400 | 400 | 400 | 400 | 400 | 400 | 400 | 400 | 400 | 400 | 400 | 400 | 400 | 400 | 400 | 400 | 400 | 400 | 400 | 400 | 400 | 400 | 400 | 400 | 400 | 400 | 400 | 400 | 400 | 400 | 400 | 400 | 400 | 400 | 400 | 400 | 400 | 400 | 400 | 400 | 400 | 400 | 400 | 400 | 400 | 400 | 400 | 400 | 400 | 400 | 400 | 400 | 400 | 400 | 400 | 400 | 400 | 400 | 400 | 400 | 400 | 400 | 400 | 400 | 400 | 400 | 400 | 400 | 400 | 400 | 400 | 400 | 400 | 400 | 400 | 400 | 0 | 0 | 0 | 0 | 0 | 0 | 0 | 0 | 0 | 0 | 0 | 0 | 0 | 0 | 0 | 0 | 0 | 0 | 0 | 0 | 0 | 0 | 0 | 0
[19 empty] | Variable opex | Input | £000s | 0 | 0 | 0 | 0 | 0 | 0 | 0 | 0 | 0 | 0 | 0 | 0 | 0 | 0 | 0 | 0 | 0 | 0 | 0 | 0 | 0 | 0 | 0 | 0 | 0 | 0 | 0 | 0 | 0 | 0 | 0 | 0 | 0 | 0 | 0 | 0 | 0 | 0 | 0 | 0 | 0 | 0 | 0 | 0 | 0 | 0 | 0 | 0 | 0 | 0 | 0 | 0 | 0 | 0 | 0 | 0 | 0 | 0 | 0 | 0 | 0 | 0 | 0 | 0 | 0 | 0 | 0 | 0 | 0 | 0 | 0 | 0 | 0 | 0 | 0 | 0 | 0 | 0 | 0 | 0 | 0 | 0 | 0 | 0 | 0 | 0 | 0 | 0 | 0 | 0 | 0 | 0 | 0 | 0 | 0 | 0 | 0 | 0 | 0 | 0 | 0 | 0 | 0 | 0
[19 empty] | Opex savings | Input | £000s | -6.8306 | -20.4918 | -34.1531 | -47.8143 | -61.4755 | -68.3061 | -68.3061 | -68.3061 | -68.3061 | -68.3061 | -68.3061 | -68.3061 | -68.3061 | -68.3061 | -68.3061 | -68.3061 | -68.3061 | -68.3061 | -68.3061 | -68.3061 | -68.3061 | -68.3061 | -68.3061 | -68.3061 | -68.3061 | -68.3061 | -68.3061 | -68.3061 | -68.3061 | -68.3061 | -68.3061 | -68.3061 | -68.3061 | -68.3061 | -68.3061 | -68.3061 | -68.3061 | -68.3061 | -68.3061 | -68.3061 | -68.3061 | -68.3061 | -68.3061 | -68.3061 | -68.3061 | -68.3061 | -68.3061 | -68.3061 | -68.3061 | -68.3061 | -68.3061 | -68.3061 | -68.3061 | -68.3061 | -68.3061 | -68.3061 | -68.3061 | -68.3061 | -68.3061 | -68.3061 | -68.3061 | -68.3061 | -68.3061 | -68.3061 | -68.3061 | -68.3061 | -68.3061 | -68.3061 | -68.3061 | -68.3061 | -68.3061 | -68.3061 | -68.3061 | -68.3061 | -68.3061 | -68.3061 | -68.3061 | -68.3061 | -68.3061 | -68.3061 | 0 | 0 | 0 | 0 | 0 | 0 | 0 | 0 | 0 | 0 | 0 | 0 | 0 | 0 | 0 | 0 | 0 | 0 | 0 | 0 | 0 | 0 | 0 | 0
[19 empty] | Fixed env & social | Input | £000s | 2.3095 | 2.3095 | 2.3095 | 2.3095 | 0 | 0 | 0 | 0 | 0 | 0 | 0 | 0 | 0 | 0 | 0 | 0 | 0 | 0 | 0 | 0 | 0 | 0 | 0 | 0 | 0 | 0 | 0 | 0 | 0 | 0 | 0 | 0 | 0 | 0 | 0 | 0 | 0 | 0 | 0 | 0 | 0 | 0 | 0 | 0 | 0 | 0 | 0 | 0 | 0 | 0 | 0 | 0 | 0 | 0 | 0 | 0 | 0 | 0 | 0 | 0 | 0 | 0 | 0 | 0 | 0 | 0 | 0 | 0 | 0 | 0 | 0 | 0 | 0 | 0 | 0 | 0 | 0 | 0 | 0 | 0 | 0 | 0 | 0 | 0 | 0 | 0 | 0 | 0 | 0 | 0 | 0 | 0 | 0 | 0 | 0 | 0 | 0 | 0 | 0 | 0 | 0 | 0 | 0 | 0
[19 empty] | Variable env & social | Input | £000s | 0 | 0.3555 | 0.711 | 1.0665 | 1.422 | 1.422 | 1.422 | 1.422 | 1.422 | 1.422 | 1.422 | 1.422 | 1.422 | 1.422 | 1.422 | 1.422 | 1.422 | 1.422 | 1.422 | 1.422 | 1.422 | 1.422 | 1.422 | 1.422 | 1.422 | 1.422 | 1.422 | 1.422 | 1.422 | 1.422 | 1.422 | 1.422 | 1.422 | 1.422 | 1.422 | 1.422 | 1.422 | 1.422 | 1.422 | 1.422 | 1.422 | 1.422 | 1.422 | 1.422 | 1.422 | 1.422 | 1.422 | 1.422 | 1.422 | 1.422 | 1.422 | 1.422 | 1.422 | 1.422 | 1.422 | 1.422 | 1.422 | 1.422 | 1.422 | 1.422 | 1.422 | 1.422 | 1.422 | 1.422 | 1.422 | 1.422 | 1.422 | 1.422 | 1.422 | 1.422 | 1.422 | 1.422 | 1.422 | 1.422 | 1.422 | 1.422 | 1.422 | 1.422 | 1.422 | 1.422 | 0 | 0 | 0 | 0 | 0 | 0 | 0 | 0 | 0 | 0 | 0 | 0 | 0 | 0 | 0 | 0 | 0 | 0 | 0 | 0 | 0 | 0 | 0 | 0
[19 empty] | Fixed carbon costs | Input | £000s | 17.1363 | 17.4219 | 17.7075 | 17.9932 | 0 | 0 | 0 | 0 | 0 | 0 | 0 | 0 | 0 | 0 | 0 | 0 | 0 | 0 | 0 | 0 | 0 | 0 | 0 | 0 | 0 | 0 | 0 | 0 | 0 | 0 | 0 | 0 | 0 | 0 | 0 | 0 | 0 | 0 | 0 | 0 | 0 | 0 | 0 | 0 | 0 | 0 | 0 | 0 | 0 | 0 | 0 | 0 | 0 | 0 | 0 | 0 | 0 | 0 | 0 | 0 | 0 | 0 | 0 | 0 | 0 | 0 | 0 | 0 | 0 | 0 | 0 | 0 | 0 | 0 | 0 | 0 | 0 | 0 | 0 | 0 | 0 | 0 | 0 | 0 | 0 | 0 | 0 | 0 | 0 | 0 | 0 | 0 | 0 | 0 | 0 | 0 | 0 | 0 | 0 | 0 | 0 | 0 | 0 | 0
[19 empty] | Variable carbon costs | Input | £000s | 0 | 0.12592 | 0.12799 | 0.13005 | 0.13212 | 0.13418 | 0.13625 | 0.13831 | 0.14037 | 0.14244 | 0.1445 | 0.15792 | 0.17134 | 0.18476 | 0.19818 | 0.21159 | 0.22501 | 0.23843 | 0.25185 | 0.26527 | 0.27868 | 0.2921 | 0.30552 | 0.31894 | 0.33236 | 0.34578 | 0.35919 | 0.37261 | 0.38603 | 0.39945 | 0.41287 | 0.42747 | 0.44161 | 0.45582 | 0.47004 | 0.48381 | 0.49765 | 0.511 | 0.52402 | 0.53683 | 0.54931 | 0.55922 | 0.56907 | 0.57792 | 0.5863 | 0.59367 | 0.60093 | 0.607 | 0.61255 | 0.61725 | 0.62131 | 0.62534 | 0.62868 | 0.63152 | 0.63322 | 0.63501 | 0.63516 | 0.63539 | 0.6346 | 0.63342 | 0.63111 | 0.63079 | 0.62936 | 0.62746 | 0.62515 | 0.62313 | 0.61989 | 0.61616 | 0.61234 | 0.60793 | 0.60348 | 0.59972 | 0.59586 | 0.59103 | 0.58608 | 0.58093 | 0.57564 | 0.57058 | 0.56459 | 0.55917 | 0 | 0 | 0 | 0 | 0 | 0 | 0 | 0 | 0 | 0 | 0 | 0 | 0 | 0 | 0 | 0 | 0 | 0 | 0 | 0 | 0 | 0 | 0 | 0
[19 empty] | Customer willingness to pay | Input | £000s | -232.3238 | -464.6475 | -696.9713 | -929.2951 | -1161.6188 | -1161.6188 | -1161.6188 | -1161.6188 | -1161.6188 | -1161.6188 | -1161.6188 | -1161.6188 | -1161.6188 | -1161.6188 | -1161.6188 | -1161.6188 | -1161.6188 | -1161.6188 | -1161.6188 | -1161.6188 | -929.2951 | -696.9713 | -464.6475 | -232.3238 | 0 | 0 | 0 | 0 | 0 | 0 | 0 | 0 | 0 | 0 | 0 | 0 | 0 | 0 | 0 | 0 | 0 | 0 | 0 | 0 | 0 | 0 | 0 | 0 | 0 | 0 | 0 | 0 | 0 | 0 | 0 | 0 | 0 | 0 | 0 | 0 | 0 | 0 | 0 | 0 | 0 | 0 | 0 | 0 | 0 | 0 | 0 | 0 | 0 | 0 | 0 | 0 | 0 | 0 | 0 | 0 | 0 | 0 | 0 | 0 | 0 | 0 | 0 | 0 | 0 | 0 | 0 | 0 | 0 | 0 | 0 | 0 | 0 | 0 | 0 | 0 | 0 | 0 | 0 | 0
[19 empty] | Total | Sum of above (excl WAFU) | £000s | 1284.2915 | 1193.0735 | 1101.7317 | 1010.3899 | -605.5402 | -612.3687 | -612.3667 | -612.3646 | -612.3625 | -612.3605 | -562.3584 | -562.345 | -562.3316 | -562.3182 | -612.3047 | -612.2913 | -612.2779 | -612.2645 | -612.2511 | -612.2377 | -329.9005 | -97.5633 | 134.7739 | 367.1111 | 549.4483 | 549.4617 | 549.4751 | 549.4885 | 549.5019 | 549.5153 | 599.5288 | 599.5434 | 599.5575 | 599.5717 | 549.5859 | 549.5997 | 549.6136 | 549.6269 | 549.6399 | 599.6527 | 599.6652 | 599.6751 | 599.685 | 549.6938 | 549.7022 | 549.7096 | 549.7168 | 549.7229 | 549.7284 | 599.7332 | 599.7372 | 599.7412 | 599.7446 | 549.7474 | 549.7491 | 549.7509 | 549.7511 | 549.7513 | 549.7505 | 599.7493 | 599.747 | 599.7467 | 599.7453 | 549.7434 | 549.7411 | 549.739 | 549.7358 | 549.7321 | 549.7282 | 599.7238 | 599.7194 | 599.7156 | 599.7118 | 549.7069 | 549.702 | 549.6968 | 549.6915 | 549.6865 | 549.6805 | 549.6751 | 0 | 0 | 0 | 0 | 0 | 0 | 0 | 0 | 0 | 0 | 0 | 0 | 0 | 0 | 0 | 0 | 0 | 0 | 0 | 0 | 0 | 0 | 0 | 0
59.1x | Final Planning Scenario - 15% leakage reduction in 5 years | ALY | Other leakage control | y | 2020-21 | Capacity | 18.6114 | 152949.1586 | 76961.6924 | 49863.3986 | -10590.8547 | 1413.3024 | -35874.3932 | 81773.1456 | 75.9953 | 53.4643 | 3 | 5 | Gains in WAFU / Savings in demand | Input | Ml/d | 2.0759 | 4.1504 | 6.2363 | 8.3423 | 10.491 | 10.8944 | 11.3022 | 11.7005 | 12.1092 | 12.5182 | 12.9175 | 13.327 | 13.7267 | 14.1366 | 14.5467 | 14.9469 | 15.3572 | 15.7675 | 16.168 | 16.5785 | 16.979 | 17.3896 | 17.8002 | 18.2008 | 18.6114 | 18.6114 | 18.6114 | 18.6114 | 18.6114 | 18.6114 | 18.6114 | 18.6114 | 18.6114 | 18.6114 | 18.6114 | 18.6114 | 18.6114 | 18.6114 | 18.6114 | 18.6114 | 18.6114 | 18.6114 | 18.6114 | 18.6114 | 18.6114 | 18.6114 | 18.6114 | 18.6114 | 18.6114 | 18.6114 | 18.6114 | 18.6114 | 18.6114 | 18.6114 | 18.6114 | 18.6114 | 18.6114 | 18.6114 | 18.6114 | 18.6114 | 18.6114 | 18.6114 | 18.6114 | 18.6114 | 18.6114 | 18.6114 | 18.6114 | 18.6114 | 18.6114 | 18.6114 | 18.6114 | 18.6114 | 18.6114 | 18.6114 | 18.6114 | 18.6114 | 18.6114 | 18.6114 | 18.6114 | 18.6114
[19 empty] | Fixed capex | Input | £000s | 6388.6508 | 4946.4286 | 2371.4286 | 2071.4286 | 0 | 37.5 | 0 | 0 | 0 | 50 | 1385.873 | 71.4286 | 71.4286 | 71.4286 | 0 | 37.5 | 0 | 0 | 0 | 50 | 1385.873 | 71.4286 | 71.4286 | 71.4286 | 0 | 37.5 | 0 | 0 | 0 | 50 | 1385.873 | 71.4286 | 71.4286 | 71.4286 | 0 | 37.5 | 0 | 0 | 0 | 121.4286 | 1385.873 | 71.4286 | 71.4286 | 0 | 0 | 37.5 | 0 | 0 | 0 | 121.4286 | 1385.873 | 71.4286 | 71.4286 | 0 | 0 | 37.5 | 0 | 0 | 0 | 121.4286 | 1385.873 | 71.4286 | 71.4286 | 0 | 0 | 37.5 | 0 | 0 | 0 | 71.4286 | 1385.873 | 121.4286 | 71.4286 | 0 | 0 | 37.5 | 0 | 0 | 0 | 50
[19 empty] | Variable capex | Input | £000s | 361.0778 | 777.1556 | 832.1556 | 887.1556 | 887.1556 | 443.0778 | 443.0778 | 443.0778 | 443.0778 | 443.0778 | 443.0778 | 443.0778 | 443.0778 | 443.0778 | 443.0778 | 443.0778 | 443.0778 | 443.0778 | 443.0778 | 443.0778 | 443.0778 | 443.0778 | 443.0778 | 443.0778 | 443.0778 | 443.0778 | 443.0778 | 443.0778 | 443.0778 | 443.0778 | 443.0778 | 443.0778 | 443.0778 | 443.0778 | 443.0778 | 443.0778 | 443.0778 | 443.0778 | 443.0778 | 443.0778 | 443.0778 | 443.0778 | 443.0778 | 443.0778 | 443.0778 | 443.0778 | 443.0778 | 443.0778 | 443.0778 | 443.0778 | 443.0778 | 443.0778 | 443.0778 | 443.0778 | 443.0778 | 443.0778 | 443.0778 | 443.0778 | 443.0778 | 443.0778 | 443.0778 | 443.0778 | 443.0778 | 443.0778 | 443.0778 | 443.0778 | 443.0778 | 443.0778 | 443.0778 | 443.0778 | 443.0778 | 443.0778 | 443.0778 | 443.0778 | 443.0778 | 443.0778 | 443.0778 | 443.0778 | 443.0778 | 443.0778
[19 empty] | Financing costs | Input | £000s | 250.0617 | 463.1821 | 581.0826 | 701.5102 | 744.795 | 776.8018 | 808.8086 | 840.8154 | 872.8222 | 904.829 | 946.9958 | 989.1626 | 1031.3294 | 1073.4962 | 1115.663 | 1157.8298 | 1199.9966 | 1242.1634 | 1284.3302 | 1326.497 | 1368.6638 | 1410.8306 | 1452.9974 | 1495.1642 | 1537.331 | 1579.4978 | 1621.6646 | 1663.8314 | 1705.9982 | 1748.165 | 1790.3318 | 1832.4986 | 1874.6654 | 1916.8322 | 1958.999 | 2001.1658 | 2043.3326 | 2085.4994 | 2127.6662 | 2169.833 | 2211.9998 | 2254.1666 | 2296.3334 | 2338.5002 | 2380.667 | 2422.8338 | 2465.0006 | 2507.1674 | 2549.3342 | 2591.501 | 2633.6678 | 2675.8346 | 2718.0014 | 2760.1682 | 2802.335 | 2844.5018 | 2886.6686 | 2928.8354 | 2971.0022 | 3013.169 | 3055.3358 | 3097.5026 | 3139.6694 | 3181.8362 | 3224.003 | 3266.1698 | 3308.3366 | 3350.5034 | 3392.6702 | 3434.837 | 3477.0038 | 3519.1706 | 3561.3374 | 3603.5042 | 3645.671 | 3687.8378 | 3730.0046 | 3772.1714 | 3814.3382 | 3856.505
[19 empty] | Fixed opex | Input | £000s | 304.4444 | 917.6349 | 1127.4921 | 1337.3492 | 1480.2063 | 1480.2063 | 1480.2063 | 1480.2063 | 1480.2063 | 1480.2063 | 1480.2063 | 1480.2063 | 1480.2063 | 1480.2063 | 1480.2063 | 1480.2063 | 1480.2063 | 1480.2063 | 1480.2063 | 1480.2063 | 1480.2063 | 1480.2063 | 1480.2063 | 1480.2063 | 1480.2063 | 1480.2063 | 1480.2063 | 1480.2063 | 1480.2063 | 1480.2063 | 1480.2063 | 1480.2063 | 1480.2063 | 1480.2063 | 1480.2063 | 1480.2063 | 1480.2063 | 1480.2063 | 1480.2063 | 1480.2063 | 1480.2063 | 1480.2063 | 1480.2063 | 1480.2063 | 1480.2063 | 1480.2063 | 1480.2063 | 1480.2063 | 1480.2063 | 1480.2063 | 1480.2063 | 1480.2063 | 1480.2063 | 1480.2063 | 1480.2063 | 1480.2063 | 1480.2063 | 1480.2063 | 1480.2063 | 1480.2063 | 1480.2063 | 1480.2063 | 1480.2063 | 1480.2063 | 1480.2063 | 1480.2063 | 1480.2063 | 1480.2063 | 1480.2063 | 1480.2063 | 1480.2063 | 1480.2063 | 1480.2063 | 1480.2063 | 1480.2063 | 1480.2063 | 1480.2063 | 1480.2063 | 1480.2063 | 1480.2063
[19 empty] | Variable opex | Input | £000s | 175 | 350 | 350 | 350 | 350 | 350 | 350 | 350 | 350 | 350 | 350 | 350 | 350 | 350 | 350 | 350 | 350 | 350 | 350 | 350 | 350 | 350 | 350 | 350 | 350 | 350 | 350 | 350 | 350 | 350 | 350 | 350 | 350 | 350 | 350 | 350 | 350 | 350 | 350 | 350 | 350 | 350 | 350 | 350 | 350 | 350 | 350 | 350 | 350 | 350 | 350 | 350 | 350 | 350 | 350 | 350 | 350 | 350 | 350 | 350 | 350 | 350 | 350 | 350 | 350 | 350 | 350 | 350 | 350 | 350 | 350 | 350 | 350 | 350 | 350 | 350 | 350 | 350 | 350 | 350
[19 empty] | Opex savings | Input | £000s | -79.6409 | -159.2818 | -238.9228 | -318.5637 | -398.2046 | -398.2046 | -398.2046 | -398.2046 | -398.2046 | -398.2046 | -398.2046 | -398.2046 | -398.2046 | -398.2046 | -398.2046 | -398.2046 | -398.2046 | -398.2046 | -398.2046 | -398.2046 | -398.2046 | -398.2046 | -398.2046 | -398.2046 | -398.2046 | -398.2046 | -398.2046 | -398.2046 | -398.2046 | -398.2046 | -398.2046 | -398.2046 | -398.2046 | -398.2046 | -398.2046 | -398.2046 | -398.2046 | -398.2046 | -398.2046 | -398.2046 | -398.2046 | -398.2046 | -398.2046 | -398.2046 | -398.2046 | -398.2046 | -398.2046 | -398.2046 | -398.2046 | -398.2046 | -398.2046 | -398.2046 | -398.2046 | -398.2046 | -398.2046 | -398.2046 | -398.2046 | -398.2046 | -398.2046 | -398.2046 | -398.2046 | -398.2046 | -398.2046 | -398.2046 | -398.2046 | -398.2046 | -398.2046 | -398.2046 | -398.2046 | -398.2046 | -398.2046 | -398.2046 | -398.2046 | -398.2046 | -398.2046 | -398.2046 | -398.2046 | -398.2046 | -398.2046 | -398.2046
[19 empty] | Fixed env & social | Input | £000s | 16.1665 | 51.7328 | 37.8758 | 37.8758 | 35.5663 | 35.5663 | 35.5663 | 35.5663 | 35.5663 | 35.5663 | 35.5663 | 35.5663 | 35.5663 | 35.5663 | 35.5663 | 35.5663 | 35.5663 | 35.5663 | 35.5663 | 35.5663 | 35.5663 | 35.5663 | 35.5663 | 35.5663 | 35.5663 | 35.5663 | 35.5663 | 35.5663 | 35.5663 | 35.5663 | 35.5663 | 35.5663 | 35.5663 | 35.5663 | 35.5663 | 35.5663 | 35.5663 | 35.5663 | 35.5663 | 35.5663 | 35.5663 | 35.5663 | 35.5663 | 35.5663 | 35.5663 | 35.5663 | 35.5663 | 35.5663 | 35.5663 | 35.5663 | 35.5663 | 35.5663 | 35.5663 | 35.5663 | 35.5663 | 35.5663 | 35.5663 | 35.5663 | 35.5663 | 35.5663 | 35.5663 | 35.5663 | 35.5663 | 35.5663 | 35.5663 | 35.5663 | 35.5663 | 35.5663 | 35.5663 | 35.5663 | 35.5663 | 35.5663 | 35.5663 | 35.5663 | 35.5663 | 35.5663 | 35.5663 | 35.5663 | 35.5663 | 35.5663
[19 empty] | Variable env & social | Input | £000s | 106.237 | 125.0685 | 125.424 | 125.7795 | 126.135 | 126.135 | 126.135 | 126.135 | 126.135 | 126.135 | 126.135 | 126.135 | 126.135 | 126.135 | 126.135 | 126.135 | 126.135 | 126.135 | 126.135 | 126.135 | 126.135 | 126.135 | 126.135 | 126.135 | 126.135 | 126.135 | 126.135 | 126.135 | 126.135 | 126.135 | 126.135 | 126.135 | 126.135 | 126.135 | 126.135 | 126.135 | 126.135 | 126.135 | 126.135 | 126.135 | 126.135 | 126.135 | 126.135 | 126.135 | 126.135 | 126.135 | 126.135 | 126.135 | 126.135 | 126.135 | 126.135 | 126.135 | 126.135 | 126.135 | 126.135 | 126.135 | 126.135 | 126.135 | 126.135 | 126.135 | 126.135 | 126.135 | 126.135 | 126.135 | 126.135 | 126.135 | 126.135 | 126.135 | 126.135 | 126.135 | 126.135 | 126.135 | 126.135 | 126.135 | 126.135 | 126.135 | 126.135 | 126.135 | 126.135 | 126.135
[19 empty] | Fixed carbon costs | Input | £000s | 113.4651 | 118.9439 | 30.352 | 30.8415 | 13.0523 | 13.2563 | 13.4602 | 13.6641 | 13.8681 | 14.072 | 14.276 | 15.6016 | 16.9272 | 18.2528 | 19.5785 | 20.9041 | 22.2297 | 23.5553 | 24.881 | 26.2066 | 27.5322 | 28.8578 | 30.1835 | 31.5091 | 32.8347 | 34.1603 | 35.486 | 36.8116 | 38.1372 | 39.4628 | 40.7885 | 42.2309 | 43.6283 | 45.0324 | 46.4371 | 47.797 | 49.1649 | 50.4831 | 51.7699 | 53.0351 | 54.2685 | 55.2475 | 56.2205 | 57.0949 | 57.9225 | 58.6503 | 59.3681 | 59.9674 | 60.5155 | 60.9804 | 61.3813 | 61.7795 | 62.1096 | 62.3899 | 62.5579 | 62.7344 | 62.7495 | 62.7721 | 62.6939 | 62.5782 | 62.3494 | 62.3179 | 62.1769 | 61.9886 | 61.7611 | 61.561 | 61.2413 | 60.8731 | 60.4952 | 60.0598 | 59.6202 | 59.2487 | 58.867 | 58.3899 | 57.9012 | 57.3921 | 56.8697 | 56.3693 | 55.7782 | 55.2426
[19 empty] | Variable carbon costs | Input | £000s | 0 | 0.12592 | 3.9166 | 3.9798 | 4.0429 | 4.1061 | 4.1693 | 4.2324 | 4.2956 | 4.3588 | 4.4219 | 4.8326 | 5.2432 | 5.6538 | 6.0644 | 6.475 | 6.8856 | 7.2962 | 7.7068 | 8.1174 | 8.528 | 8.9386 | 9.3493 | 9.7599 | 10.1705 | 10.5811 | 10.9917 | 11.4023 | 11.8129 | 12.2235 | 12.6341 | 13.0809 | 13.5138 | 13.9487 | 14.3838 | 14.805 | 15.2287 | 15.637 | 16.0356 | 16.4275 | 16.8095 | 17.1128 | 17.4142 | 17.685 | 17.9414 | 18.1668 | 18.3891 | 18.5748 | 18.7445 | 18.8885 | 19.0127 | 19.1361 | 19.2383 | 19.3251 | 19.3772 | 19.4318 | 19.4365 | 19.4435 | 19.4193 | 19.3834 | 19.3126 | 19.3028 | 19.2591 | 19.2008 | 19.1304 | 19.0684 | 18.9693 | 18.8553 | 18.7382 | 18.6034 | 18.4672 | 18.3521 | 18.2339 | 18.0861 | 17.9348 | 17.7771 | 17.6152 | 17.4602 | 17.2772 | 17.1113
[19 empty] | Customer willingness to pay | Input | £000s | -1363.5993 | -2298.1959 | -2817.0716 | -2817.0716 | -2817.0716 | -2817.0716 | -2817.0716 | -2817.0716 | -2817.0716 | -2817.0716 | -2817.0716 | -2817.0716 | -2817.0716 | -2817.0716 | -2817.0716 | -2817.0716 | -2817.0716 | -2817.0716 | -2817.0716 | -2817.0716 | -1453.4723 | -518.8757 | 0 | 0 | 0 | 0 | 0 | 0 | 0 | 0 | 0 | 0 | 0 | 0 | 0 | 0 | 0 | 0 | 0 | 0 | 0 | 0 | 0 | 0 | 0 | 0 | 0 | 0 | 0 | 0 | 0 | 0 | 0 | 0 | 0 | 0 | 0 | 0 | 0 | 0 | 0 | 0 | 0 | 0 | 0 | 0 | 0 | 0 | 0 | 0 | 0 | 0 | 0 | 0 | 0 | 0 | 0 | 0 | 0 | 0
[19 empty] | Total | Sum of above (excl WAFU) | £000s | 6271.8631 | 5292.7946 | 2403.7328 | 2410.2848 | 425.6773 | 51.3734 | 46.1473 | 78.4212 | 110.6951 | 192.969 | 1571.276 | 300.7346 | 344.6376 | 388.5406 | 361.0151 | 442.4181 | 448.8212 | 492.7242 | 536.6272 | 630.5303 | 3373.9056 | 3037.9608 | 3600.7395 | 3644.6426 | 3617.117 | 3698.5201 | 3704.9231 | 3748.8261 | 3792.7292 | 3886.6322 | 5266.4083 | 3996.0199 | 4040.0169 | 4084.0228 | 4056.6007 | 4138.0486 | 4144.5071 | 4188.4004 | 4232.2525 | 4397.505 | 5705.7317 | 4434.7362 | 4478.1775 | 4450.061 | 4493.3117 | 4573.9318 | 4579.5387 | 4622.4905 | 4665.3751 | 4829.5793 | 6136.7157 | 4864.9596 | 4907.5587 | 4878.664 | 4921.051 | 5000.9489 | 5005.6355 | 5047.8318 | 5089.8962 | 5253.34 | 6559.6517 | 5287.3327 | 5329.3149 | 5299.8065 | 5341.6754 | 5421.08 | 5425.3281 | 5467.0126 | 5508.6845 | 5621.7096 | 6977.745 | 5754.9808 | 5746.6477 | 5716.7611 | 5758.2878 | 5837.2878 | 5841.2703 | 5882.7817 | 5924.1745 | 6015.6398
59.1x | Original Planning Scenrio - 15% leakage reduction over 25 years | ALZ | Other leakage control | n | 2020-21 | Capacity | 10.491 | 74179.007 | 28774.1647 | 20537.8629 | -7554.755 | 881.2868 | -32181.7751 | 10456.7843 | 56.2926 | 14.0967 | 3 | 5 | Gains in WAFU / Savings in demand | Input | Ml/d | 0.474 | 0.948 | 1.422 | 1.896 | 2.3707 | 2.774 | 3.1818 | 3.5801 | 3.9888 | 4.3978 | 4.7971 | 5.2066 | 5.6063 | 6.0163 | 6.4263 | 6.8265 | 7.2368 | 7.6471 | 8.0476 | 8.4581 | 8.8586 | 9.2692 | 9.6798 | 10.0804 | 10.491 | 10.491 | 10.491 | 10.491 | 10.491 | 10.491 | 10.491 | 10.491 | 10.491 | 10.491 | 10.491 | 10.491 | 10.491 | 10.491 | 10.491 | 10.491 | 10.491 | 10.491 | 10.491 | 10.491 | 10.491 | 10.491 | 10.491 | 10.491 | 10.491 | 10.491 | 10.491 | 10.491 | 10.491 | 10.491 | 10.491 | 10.491 | 10.491 | 10.491 | 10.491 | 10.491 | 10.491 | 10.491 | 10.491 | 10.491 | 10.491 | 10.491 | 10.491 | 10.491 | 10.491 | 10.491 | 10.491 | 10.491 | 10.491 | 10.491 | 10.491 | 10.491 | 10.491 | 10.491 | 10.491 | 10.491
[19 empty] | Fixed capex | Input | £000s | 0 | 0 | 0 | 0 | 0 | 483.2415 | 599.4495 | 713.6881 | 826.0215 | 936.5139 | 1045.2296 | 1152.2327 | 1257.5874 | 1361.358 | 1463.6087 | 1564.4036 | 1663.807 | 1761.883 | 1858.696 | 1954.31 | 1991.5113 | 2085.3062 | 2178.0834 | 2269.9071 | 2360.8416 | 25.755 | 0 | 0 | 0 | 50 | 580 | 50 | 50 | 50 | 0 | 30 | 0 | 0 | 0 | 100 | 580 | 50 | 50 | 0 | 0 | 30 | 0 | 0 | 0 | 100 | 580 | 50 | 50 | 0 | 0 | 30 | 0 | 0 | 0 | 100 | 580 | 50 | 50 | 0 | 0 | 30 | 0 | 0 | 0 | 50 | 580 | 100 | 50 | 0 | 0 | 30 | 0 | 0 | 0 | 50
[19 empty] | Variable capex | Input | £000s | 0 | 0 | 0 | 0 | 0 | 27.6067 | 54.7366 | 81.4043 | 107.6243 | 133.4113 | 158.7799 | 183.7446 | 208.3201 | 232.5209 | 256.3616 | 279.857 | 303.0214 | 325.8696 | 348.4161 | 370.6756 | 392.6626 | 414.3917 | 435.8775 | 457.1347 | 478.1777 | 238.663 | 238.663 | 238.663 | 238.663 | 238.663 | 238.663 | 238.663 | 238.663 | 238.663 | 238.663 | 238.663 | 238.663 | 238.663 | 238.663 | 238.663 | 238.663 | 238.663 | 238.663 | 238.663 | 238.663 | 238.663 | 238.663 | 238.663 | 238.663 | 238.663 | 238.663 | 238.663 | 238.663 | 238.663 | 238.663 | 238.663 | 238.663 | 238.663 | 238.663 | 238.663 | 238.663 | 238.663 | 238.663 | 238.663 | 238.663 | 238.663 | 238.663 | 238.663 | 238.663 | 238.663 | 238.663 | 238.663 | 238.663 | 238.663 | 238.663 | 238.663 | 238.663 | 238.663 | 238.663 | 238.663
[19 empty] | Financing costs | Input | £000s | 0 | 0 | 0 | 0 | 0 | 17.3967 | 34.4929 | 51.2979 | 67.8207 | 84.0707 | 100.057 | 115.7888 | 131.2753 | 146.5257 | 161.5493 | 176.3551 | 190.9525 | 205.3505 | 219.5585 | 233.5855 | 247.4409 | 261.1337 | 274.6733 | 288.0687 | 301.3292 | 305.1195 | 305.1195 | 305.1195 | 305.1195 | 305.1195 | 305.1195 | 305.1195 | 305.1195 | 305.1195 | 305.1195 | 305.1195 | 305.1195 | 305.1195 | 305.1195 | 305.1195 | 305.1195 | 305.1195 | 305.1195 | 305.1195 | 305.1195 | 305.1195 | 305.1195 | 305.1195 | 305.1195 | 305.1195 | 305.1195 | 305.1195 | 305.1195 | 305.1195 | 305.1195 | 305.1195 | 305.1195 | 305.1195 | 305.1195 | 305.1195 | 305.1195 | 305.1195 | 305.1195 | 305.1195 | 305.1195 | 305.1195 | 305.1195 | 305.1195 | 305.1195 | 305.1195 | 305.1195 | 305.1195 | 305.1195 | 305.1195 | 305.1195 | 305.1195 | 305.1195 | 305.1195 | 305.1195 | 305.1195
[19 empty] | Fixed opex | Input | £000s | 0 | 0 | 0 | 0 | 0 | 32.9221 | 80.8145 | 128.6296 | 176.3697 | 224.0373 | 271.635 | 319.165 | 366.6298 | 414.0319 | 461.3738 | 508.6577 | 555.8862 | 603.0617 | 650.1867 | 697.2635 | 744.2947 | 791.2825 | 838.2296 | 885.1382 | 932.5061 | 947.3579 | 947.3579 | 947.3579 | 947.3579 | 947.3579 | 947.3579 | 947.3579 | 947.3579 | 947.3579 | 947.3579 | 947.3579 | 947.3579 | 947.3579 | 947.3579 | 947.3579 | 947.3579 | 947.3579 | 947.3579 | 947.3579 | 947.3579 | 947.3579 | 947.3579 | 947.3579 | 947.3579 | 947.3579 | 947.3579 | 947.3579 | 947.3579 | 947.3579 | 947.3579 | 947.3579 | 947.3579 | 947.3579 | 947.3579 | 947.3579 | 947.3579 | 947.3579 | 947.3579 | 947.3579 | 947.3579 | 947.3579 | 947.3579 | 947.3579 | 947.3579 | 947.3579 | 947.3579 | 947.3579 | 947.3579 | 947.3579 | 947.3579 | 947.3579 | 947.3579 | 947.3579 | 947.3579 | 947.3579
[19 empty] | Variable opex | Input | £000s | 0 | 0 | 0 | 0 | 0 | 13.9882 | 27.9531 | 41.8956 | 55.8163 | 69.716 | 83.5953 | 97.455 | 111.2957 | 125.1182 | 138.9232 | 152.7114 | 166.4834 | 180.2401 | 193.9822 | 207.7103 | 221.4251 | 235.1273 | 248.8178 | 262.4971 | 276.166 | 276.164 | 236.5953 | 236.5953 | 236.5953 | 236.5953 | 236.5953 | 236.5953 | 236.5953 | 236.5953 | 236.5953 | 236.5953 | 236.5953 | 236.5953 | 236.5953 | 236.5953 | 236.5953 | 236.5953 | 236.5953 | 236.5953 | 236.5953 | 236.5953 | 236.5953 | 236.5953 | 236.5953 | 236.5953 | 236.5953 | 236.5953 | 236.5953 | 236.5953 | 236.5953 | 236.5953 | 236.5953 | 236.5953 | 236.5953 | 236.5953 | 236.5953 | 236.5953 | 236.5953 | 236.5953 | 236.5953 | 236.5953 | 236.5953 | 236.5953 | 236.5953 | 236.5953 | 236.5953 | 236.5953 | 236.5953 | 236.5953 | 236.5953 | 236.5953 | 236.5953 | 236.5953 | 236.5953 | 236.5953
[19 empty] | Opex savings | Input | £000s | -13.6612 | -27.3224 | -40.9837 | -54.6449 | -68.3061 | -84.9181 | -101.5302 | -118.1422 | -134.7543 | -151.3663 | -167.9784 | -184.5904 | -201.2024 | -217.8145 | -234.4265 | -251.0386 | -267.6506 | -284.2627 | -300.8747 | -317.4868 | -334.0988 | -350.7108 | -367.3229 | -383.9349 | -400.5367 | -400.5367 | -400.5367 | -400.5367 | -400.5367 | -400.5367 | -400.5367 | -400.5367 | -400.5367 | -400.5367 | -400.5367 | -400.5367 | -400.5367 | -400.5367 | -400.5367 | -400.5367 | -400.5367 | -400.5367 | -400.5367 | -400.5367 | -400.5367 | -400.5367 | -400.5367 | -400.5367 | -400.5367 | -400.5367 | -400.5367 | -400.5367 | -400.5367 | -400.5367 | -400.5367 | -400.5367 | -400.5367 | -400.5367 | -400.5367 | -400.5367 | -400.5367 | -400.5367 | -400.5367 | -400.5367 | -400.5367 | -400.5367 | -400.5367 | -400.5367 | -400.5367 | -400.5367 | -400.5367 | -400.5367 | -400.5367 | -400.5367 | -400.5367 | -400.5367 | -400.5367 | -400.5367 | -400.5367 | -400.5367
[19 empty] | Fixed env & social | Input | £000s | 0 | 0 | 0 | 0 | 0 | 1.78 | 3.56 | 5.34 | 7.12 | 8.9 | 10.68 | 12.46 | 14.24 | 16.02 | 17.8 | 19.58 | 21.36 | 23.14 | 24.92 | 26.7 | 28.48 | 30.26 | 32.04 | 33.82 | 35.6 | 35.5663 | 35.5663 | 35.5663 | 35.5663 | 35.5663 | 35.5663 | 35.5663 | 35.5663 | 35.5663 | 35.5663 | 35.5663 | 35.5663 | 35.5663 | 35.5663 | 35.5663 | 35.5663 | 35.5663 | 35.5663 | 35.5663 | 35.5663 | 35.5663 | 35.5663 | 35.5663 | 35.5663 | 35.5663 | 35.5663 | 35.5663 | 35.5663 | 35.5663 | 35.5663 | 35.5663 | 35.5663 | 35.5663 | 35.5663 | 35.5663 | 35.5663 | 35.5663 | 35.5663 | 35.5663 | 35.5663 | 35.5663 | 35.5663 | 35.5663 | 35.5663 | 35.5663 | 35.5663 | 35.5663 | 35.5663 | 35.5663 | 35.5663 | 35.5663 | 35.5663 | 35.5663 | 35.5663 | 35.5663
[19 empty] | Variable env & social | Input | £000s | 0 | 0 | 0 | 0 | 0 | 5.572 | 9.722 | 13.872 | 18.022 | 22.172 | 26.322 | 30.472 | 34.622 | 38.772 | 42.922 | 47.072 | 51.222 | 55.372 | 59.522 | 63.672 | 67.822 | 71.972 | 76.122 | 80.272 | 84.422 | 84.564 | 84.564 | 84.564 | 84.564 | 84.564 | 84.564 | 84.564 | 84.564 | 84.564 | 84.564 | 84.564 | 84.564 | 84.564 | 84.564 | 84.564 | 84.564 | 84.564 | 84.564 | 84.564 | 84.564 | 84.564 | 84.564 | 84.564 | 84.564 | 84.564 | 84.564 | 84.564 | 84.564 | 84.564 | 84.564 | 84.564 | 84.564 | 84.564 | 84.564 | 84.564 | 84.564 | 84.564 | 84.564 | 84.564 | 84.564 | 84.564 | 84.564 | 84.564 | 84.564 | 84.564 | 84.564 | 84.564 | 84.564 | 84.564 | 84.564 | 84.564 | 84.564 | 84.564 | 84.564 | 84.564
[19 empty] | Fixed carbon costs | Input | £000s | 0 | 0 | 0 | 0 | 0 | 4.86 | 9.72 | 14.58 | 19.44 | 24.3 | 29.16 | 34.02 | 38.88 | 43.74 | 48.6 | 53.46 | 58.32 | 63.18 | 68.04 | 72.9 | 77.76 | 82.62 | 87.48 | 92.34 | 97.2 | 8.61 | 9.02 | 9.43 | 9.84 | 10.25 | 10.66 | 11.07 | 11.48 | 11.89 | 12.3 | 12.71 | 13.12 | 13.53 | 13.94 | 14.35 | 14.76 | 15.17 | 15.58 | 15.99 | 16.4 | 16.81 | 17.22 | 17.63 | 18.04 | 18.45 | 18.86 | 19.27 | 19.68 | 20.09 | 20.5 | 20.91 | 21.32 | 21.73 | 22.14 | 22.55 | 22.96 | 23.37 | 23.78 | 24.19 | 24.6 | 25.01 | 25.42 | 25.83 | 26.24 | 26.65 | 27.06 | 27.47 | 27.88 | 28.29 | 28.7 | 29.11 | 29.52 | 29.93 | 30.34 | 30.75
[19 empty] | Variable carbon costs | Input | £000s | 0 | 0 | 0 | 0 | 0 | 0.33418 | 0.53625 | 0.73831 | 0.94037 | 1.1424 | 1.3445 | 1.5579 | 1.7713 | 1.9848 | 2.1982 | 2.4116 | 2.625 | 2.8384 | 3.0518 | 3.2653 | 3.4787 | 3.6921 | 3.9055 | 4.1189 | 4.3324 | 4.5458 | 4.7592 | 4.9726 | 5.186 | 5.3994 | 5.6129 | 5.8275 | 6.0416 | 6.2558 | 6.47 | 6.6838 | 6.8977 | 7.111 | 7.324 | 7.5368 | 7.7493 | 7.9592 | 8.1691 | 8.3779 | 8.5863 | 8.7937 | 9.0009 | 9.207 | 9.4125 | 9.6173 | 9.8213 | 10.0253 | 10.2287 | 10.4315 | 10.6332 | 10.835 | 11.0352 | 11.2354 | 11.4346 | 11.6334 | 11.8311 | 12.0308 | 12.2294 | 12.4275 | 12.6252 | 12.8231 | 13.0199 | 13.2162 | 13.4123 | 13.6079 | 13.8035 | 13.9997 | 14.1959 | 14.391 | 14.5861 | 14.7809 | 14.9756 | 15.1706 | 15.3646 | 15.5592
[19 empty] | Customer willingness to pay | Input | £000s | -232.3238 | -464.6475 | -696.9713 | -929.2951 | -1161.6188 | -1444.1245 | -1726.6302 | -2009.1359 | -2125.156 | -2238.3041 | -2351.4522 | -2464.6003 | -2577.7485 | -2690.8966 | -2804.0447 | -2817.0716 | -2817.0716 | -2817.0716 | -2817.0716 | -2817.0716 | -2584.7478 | -2352.4241 | -2120.1003 | -1887.7765 | -1655.4528 | -1372.9471 | -1090.4414 | -807.9357 | -691.9156 | -578.7675 | -465.6194 | -352.4713 | -239.3231 | -126.175 | -13.0269 | 0 | 0 | 0 | 0 | 0 | 0 | 0 | 0 | 0 | 0 | 0 | 0 | 0 | 0 | 0 | 0 | 0 | 0 | 0 | 0 | 0 | 0 | 0 | 0 | 0 | 0 | 0 | 0 | 0 | 0 | 0 | 0 | 0 | 0 | 0 | 0 | 0 | 0 | 0 | 0 | 0 | 0 | 0 | 0 | 0
[19 empty] | Total | Sum of above (excl WAFU) | £000s | -245.985 | -491.97 | -737.955 | -983.9399 | -1229.9249 | -941.3412 | -1007.1755 | -1075.8324 | -980.7354 | -885.4068 | -792.6274 | -702.2949 | -614.3293 | -528.6395 | -445.1345 | -263.6018 | -71.0447 | 119.6012 | 308.427 | 495.5238 | 856.0285 | 1272.6506 | 1687.8058 | 2101.5853 | 2514.5856 | 152.8617 | 370.6671 | 653.7963 | 770.4398 | 934.2113 | 1577.9828 | 1161.7555 | 1275.5278 | 1389.3001 | 1453.0725 | 1496.7231 | 1467.347 | 1467.9703 | 1468.5934 | 1569.2162 | 2049.8386 | 1520.4586 | 1521.0784 | 1471.6973 | 1472.3156 | 1502.933 | 1473.5503 | 1474.1663 | 1474.7819 | 1575.3966 | 2056.0106 | 1526.6247 | 1527.238 | 1477.8509 | 1478.4626 | 1509.0743 | 1479.6845 | 1480.2947 | 1480.9039 | 1581.5128 | 2062.1204 | 1532.7301 | 1533.3387 | 1483.9468 | 1484.5545 | 1515.1625 | 1485.7692 | 1486.3755 | 1486.9817 | 1537.5873 | 2068.1928 | 1588.7991 | 1539.4052 | 1490.0104 | 1490.6154 | 1521.2203 | 1491.825 | 1492.4299 | 1493.0339 | 1543.6385
61a | CUSTOMER SIDE
61.2a | Options to change volume delivered to unmeasured households
61.2x | Current metering policy of Optants and Change of Occupier using AMR meters | M1 | Metering optants and Change of Occupier | n | 2020-21 | Capacity | 0.33341 | 2851.2965 | 69255.9464 | -28555.535 | 0 | 332.5636 | -10414.8066 | 30618.1685 | 1427.4353 | 1073.8332 | 2 | 4 | Gains in WAFU / Savings in demand | Input | Ml/d | 0.020299 | 0.039878 | 0.058893 | 0.07744 | 0.095501 | 0.11702 | 0.13799 | 0.15886 | 0.1791 | 0.19911 | 0.21511 | 0.23088 | 0.24639 | 0.26172 | 0.27686 | 0.29275 | 0.30851 | 0.31199 | 0.31525 | 0.31843 | 0.32155 | 0.3246 | 0.32759 | 0.33053 | 0.33341 | 0.33657 | 0.33968 | 0.34275 | 0.34579 | 0.34878 | 0.35174 | 0.35466 | 0.35755 | 0.36042 | 0.36325 | 0.36606 | 0.36885 | 0.3716 | 0.37434 | 0.37706 | 0.37975 | 0.38243 | 0.38509 | 0.38773 | 0.39035 | 0.39296 | 0.39555 | 0.39813 | 0.40069 | 0.40325 | 0.40578 | 0.40831 | 0.41083 | 0.41333 | 0.41582 | 0.41831 | 0.42078 | 0.42324 | 0.4257 | 0.42815 | 0.43059 | 0.43302 | 0.43544 | 0.43786 | 0.44027 | 0.44267 | 0.44506 | 0.44745 | 0.44984 | 0.45222 | 0.45459 | 0.45696 | 0.45932 | 0.46168 | 0.46403 | 0.46638 | 0.46872 | 0.47106 | 0.47339 | 0.47573 | 0 | 0 | 0 | 0 | 0 | 0 | 0 | 0 | 0 | 0 | 0 | 0 | 0 | 0 | 0 | 0 | 0 | 0 | 0 | 0 | 0 | 0 | 0 | 0
[19 empty] | Fixed capex | Input | £000s | 1309.309 | 1230.6595 | 1204.497 | 1180.8639 | 1159.7148 | 1449.2205 | 1434.2566 | 1420.9442 | 1408.6749 | 1397.6944 | 1121.0091 | 1061.8765 | 1053.5493 | 1045.9323 | 1038.9624 | 2622.1546 | 2616.273 | 1607.1972 | 1602.1311 | 1597.457 | 1819.7906 | 1765.7722 | 1762.0286 | 1758.5597 | 1755.2969 | 1372.4568 | 1358.1505 | 1355.4716 | 1352.9644 | 1350.5946 | 2299.7085 | 2247.6135 | 2245.6558 | 2243.7668 | 2242.0152 | 2050.0477 | 2048.4678 | 2046.9566 | 2045.5485 | 2044.209 | 1689.2821 | 1638.08 | 1636.9123 | 1635.8133 | 1634.7829 | 2631.9744 | 2631.0128 | 2630.1198 | 2629.2612 | 2628.4369 | 2354.2711 | 2303.5155 | 2302.7942 | 2302.1073 | 2301.4204 | 1888.8822 | 1888.264 | 1887.6801 | 1887.1306 | 1886.6154 | 2927.7608 | 2877.2456 | 2876.7991 | 2876.3183 | 2875.9062 | 2546.8466 | 2546.4688 | 2546.0567 | 2545.7132 | 2545.3354 | 2178.8121 | 2127.7131 | 2126.6768 | 2125.6677 | 2124.6844 | 3115.4205 | 3114.5195 | 3113.6409 | 3112.7835 | 3111.9809 | 0 | 0 | 0 | 0 | 0 | 0 | 0 | 0 | 0 | 0 | 0 | 0 | 0 | 0 | 0 | 0 | 0 | 0 | 0 | 0 | 0 | 0 | 0 | 0
[19 empty] | Variable capex | Input | £000s | 0 | 0 | 0 | 0 | 0 | 0 | 0 | 0 | 0 | 0 | 0 | 0 | 0 | 0 | 0 | 0 | 0 | 0 | 0 | 0 | 0 | 0 | 0 | 0 | 0 | 0 | 0 | 0 | 0 | 0 | 0 | 0 | 0 | 0 | 0 | 0 | 0 | 0 | 0 | 0 | 0 | 0 | 0 | 0 | 0 | 0 | 0 | 0 | 0 | 0 | 0 | 0 | 0 | 0 | 0 | 0 | 0 | 0 | 0 | 0 | 0 | 0 | 0 | 0 | 0 | 0 | 0 | 0 | 0 | 0 | 0 | 0 | 0 | 0 | 0 | 0 | 0 | 0 | 0 | 0 | 0 | 0 | 0 | 0 | 0 | 0 | 0 | 0 | 0 | 0 | 0 | 0 | 0 | 0 | 0 | 0 | 0 | 0 | 0 | 0 | 0 | 0 | 0 | 0
[19 empty] | Financing costs | Input | £000s | 47.1351 | 91.4389 | 134.8008 | 177.3119 | 219.0616 | 271.2335 | 322.8668 | 374.0208 | 424.2216 | 474.0453 | 512.1225 | 549.8828 | 587.3555 | 624.4669 | 661.3412 | 711.8311 | 761.7034 | 776.1859 | 791.3893 | 807.1819 | 818.8112 | 830.8292 | 843.193 | 855.5823 | 868.2476 | 879.0138 | 889.5935 | 900.374 | 911.3051 | 922.4 | 909.1509 | 896.0373 | 918.9989 | 942.1358 | 965.3794 | 975.5394 | 985.7868 | 996.1143 | 1006.3543 | 1016.6632 | 1026.1134 | 1036.0332 | 1046.0071 | 1056.0656 | 1066.1721 | 1079.9707 | 1093.8099 | 1107.6874 | 1121.674 | 1135.6939 | 1144.9205 | 1154.1766 | 1163.4611 | 1172.5926 | 1181.7476 | 1190.5562 | 1199.3857 | 1208.2361 | 1217.1641 | 1226.1107 | 1235.0183 | 1243.9419 | 1252.8815 | 1261.9085 | 1270.9502 | 1279.7578 | 1288.579 | 1297.4112 | 1306.0781 | 1314.7562 | 1323.2169 | 1331.6603 | 1340.0874 | 1348.5568 | 1357.0092 | 1365.6246 | 1374.226 | 1382.8118 | 1391.4586 | 1400.0914
[19 empty] | Fixed opex | Input | £000s | -4.1765 | -8.2048 | -12.1174 | -15.9334 | -19.6495 | -24.0764 | -299.7357 | -345.0775 | -389.0494 | -432.5127 | -467.2488 | -501.5049 | -535.2097 | -568.5099 | -1145.8344 | -1208.8934 | -1274.0056 | -1288.3429 | -1301.8295 | -1314.9763 | -1327.8401 | -1340.4389 | -1352.7909 | -1364.9142 | -1376.8225 | -1389.8677 | -1402.7251 | -1415.406 | -1427.9216 | -1440.2812 | -1452.4959 | -1464.5727 | -1476.5204 | -1488.3437 | -1500.0516 | -1511.6509 | -1523.1461 | -1534.5417 | -1545.8446 | -1557.0592 | -1568.1902 | -1579.2419 | -1590.2167 | -1601.1191 | -1611.9536 | -1622.7225 | -1633.428 | -1644.0747 | -1654.6649 | -1665.2007 | -1675.6845 | -1686.1185 | -1696.505 | -1706.8462 | -1717.1422 | -1727.3975 | -1737.612 | -1747.7881 | -1757.9279 | -1768.0338 | -1778.1058 | -1788.1438 | -1798.1524 | -1808.1294 | -1818.0792 | -1827.9995 | -1837.895 | -1847.7633 | -1857.609 | -1867.4298 | -1877.228 | -1887.0036 | -1896.7588 | -1906.4936 | -1916.208 | -1925.9044 | -1935.5827 | -1945.2428 | -1954.8849 | -1964.5111 | 0 | 0 | 0 | 0 | 0 | 0 | 0 | 0 | 0 | 0 | 0 | 0 | 0 | 0 | 0 | 0 | 0 | 0 | 0 | 0 | 0 | 0 | 0 | 0
[19 empty] | Variable opex | Input | £000s | 0 | 0 | 0 | 0 | 0 | 0 | 0 | 0 | 0 | 0 | 0 | 0 | 0 | 0 | 0 | 0 | 0 | 0 | 0 | 0 | 0 | 0 | 0 | 0 | 0 | 0 | 0 | 0 | 0 | 0 | 0 | 0 | 0 | 0 | 0 | 0 | 0 | 0 | 0 | 0 | 0 | 0 | 0 | 0 | 0 | 0 | 0 | 0 | 0 | 0 | 0 | 0 | 0 | 0 | 0 | 0 | 0 | 0 | 0 | 0 | 0 | 0 | 0 | 0 | 0 | 0 | 0 | 0 | 0 | 0 | 0 | 0 | 0 | 0 | 0 | 0 | 0 | 0 | 0 | 0 | 0 | 0 | 0 | 0 | 0 | 0 | 0 | 0 | 0 | 0 | 0 | 0 | 0 | 0 | 0 | 0 | 0 | 0 | 0 | 0 | 0 | 0 | 0 | 0
[19 empty] | Opex savings | Input | £000s | 0 | 0 | 0 | 0 | 0 | 0 | 0 | 0 | 0 | 0 | 0 | 0 | 0 | 0 | 0 | 0 | 0 | 0 | 0 | 0 | 0 | 0 | 0 | 0 | 0 | 0 | 0 | 0 | 0 | 0 | 0 | 0 | 0 | 0 | 0 | 0 | 0 | 0 | 0 | 0 | 0 | 0 | 0 | 0 | 0 | 0 | 0 | 0 | 0 | 0 | 0 | 0 | 0 | 0 | 0 | 0 | 0 | 0 | 0 | 0 | 0 | 0 | 0 | 0 | 0 | 0 | 0 | 0 | 0 | 0 | 0 | 0 | 0 | 0 | 0 | 0 | 0 | 0 | 0 | 0 | 0 | 0 | 0 | 0 | 0 | 0 | 0 | 0 | 0 | 0 | 0 | 0 | 0 | 0 | 0 | 0 | 0 | 0 | 0 | 0 | 0 | 0 | 0 | 0
[19 empty] | Fixed env & social | Input | £000s | 0 | 0 | 0 | 0 | 0 | 0 | 0 | 0 | 0 | 0 | 0 | 0 | 0 | 0 | 0 | 0 | 0 | 0 | 0 | 0 | 0 | 0 | 0 | 0 | 0 | 0 | 0 | 0 | 0 | 0 | 0 | 0 | 0 | 0 | 0 | 0 | 0 | 0 | 0 | 0 | 0 | 0 | 0 | 0 | 0 | 0 | 0 | 0 | 0 | 0 | 0 | 0 | 0 | 0 | 0 | 0 | 0 | 0 | 0 | 0 | 0 | 0 | 0 | 0 | 0 | 0 | 0 | 0 | 0 | 0 | 0 | 0 | 0 | 0 | 0 | 0 | 0 | 0 | 0 | 0 | 0 | 0 | 0 | 0 | 0 | 0 | 0 | 0 | 0 | 0 | 0 | 0 | 0 | 0 | 0 | 0 | 0 | 0 | 0 | 0 | 0 | 0 | 0 | 0
[19 empty] | Variable env & social | Input | £000s | 0 | 0 | 0 | 0 | 0 | 0 | 0 | 0 | 0 | 0 | 0 | 0 | 0 | 0 | 0 | 0 | 0 | 0 | 0 | 0 | 0 | 0 | 0 | 0 | 0 | 0 | 0 | 0 | 0 | 0 | 0 | 0 | 0 | 0 | 0 | 0 | 0 | 0 | 0 | 0 | 0 | 0 | 0 | 0 | 0 | 0 | 0 | 0 | 0 | 0 | 0 | 0 | 0 | 0 | 0 | 0 | 0 | 0 | 0 | 0 | 0 | 0 | 0 | 0 | 0 | 0 | 0 | 0 | 0 | 0 | 0 | 0 | 0 | 0 | 0 | 0 | 0 | 0 | 0 | 0 | 0 | 0 | 0 | 0 | 0 | 0 | 0 | 0 | 0 | 0 | 0 | 0 | 0 | 0 | 0 | 0 | 0 | 0 | 0 | 0 | 0 | 0 | 0 | 0
[19 empty] | Fixed carbon costs | Input | £000s | 2.8714 | 2.8213 | 2.8372 | 2.8628 | 2.9196 | 3.7264 | 3.7165 | 3.794 | 3.7543 | 3.7936 | 3.0013 | 3.0251 | 3.0381 | 3.0632 | 3.3618 | 8.8535 | 9.521 | 6.368 | 6.7464 | 7.2213 | 8.4485 | 8.9105 | 9.3725 | 9.8345 | 10.3626 | 8.7504 | 9.0537 | 9.4243 | 9.795 | 10.2185 | 17.0434 | 17.64 | 18.2365 | 18.833 | 19.5147 | 18.5815 | 19.1303 | 19.7575 | 20.3063 | 20.9336 | 17.5223 | 17.9699 | 18.4176 | 18.8652 | 19.185 | 30.4055 | 30.9039 | 31.3027 | 31.7014 | 32.1002 | 28.7244 | 28.9006 | 29.1649 | 29.3412 | 29.5174 | 24.7233 | 24.87 | 24.9433 | 25.0167 | 25.0167 | 37.1244 | 37.0155 | 37.0155 | 36.7978 | 36.7978 | 32.7238 | 32.6267 | 32.5296 | 32.4325 | 32.2383 | 27.1266 | 26.9533 | 26.7805 | 26.6081 | 26.4361 | 37.6265 | 37.2666 | 36.9071 | 36.6656 | 36.3068
[19 empty] | Variable carbon costs | Input | £000s | -0.0064252 | -0.012622 | -0.018933 | -0.025278 | -0.032118 | -0.039933 | -0.047772 | -0.055784 | -0.063778 | -0.071888 | -0.078725 | -0.085639 | -0.092613 | -0.09967 | -0.11639 | -0.1332 | -0.15106 | -0.16356 | -0.17618 | -0.19056 | -0.20356 | -0.21673 | -0.23007 | -0.24357 | -0.25889 | -0.27299 | -0.28728 | -0.30174 | -0.31638 | -0.33292 | -0.34792 | -0.36309 | -0.37843 | -0.39394 | -0.41141 | -0.42908 | -0.44511 | -0.46314 | -0.47951 | -0.49791 | -0.51462 | -0.53148 | -0.54851 | -0.56569 | -0.57917 | -0.59276 | -0.60645 | -0.61828 | -0.63019 | -0.64218 | -0.65425 | -0.66236 | -0.67254 | -0.68073 | -0.68895 | -0.6972 | -0.70548 | -0.71171 | -0.71794 | -0.72207 | -0.72618 | -0.72814 | -0.73222 | -0.73195 | -0.73598 | -0.7378 | -0.7396 | -0.74135 | -0.74308 | -0.74254 | -0.74193 | -0.74128 | -0.74057 | -0.7398 | -0.73898 | -0.73811 | -0.73486 | -0.73154 | -0.73048 | -0.72702
[19 empty] | Customer willingness to pay | Input | £000s | -82.6968 | -162.5535 | -240.2459 | -316.1624 | -390.2212 | -478.4135 | -564.34 | -649.8319 | -732.7192 | -814.6208 | -806.0359 | -799.0721 | -792.9906 | -787.7217 | -783.3282 | -760.6651 | -739.8453 | -669.5361 | -600.8934 | -532.982 | -477.9984 | -423.8076 | -370.3574 | -317.641 | -265.5154 | -213.5223 | -161.8657 | -155.0291 | -148.8681 | -142.9401 | -136.8113 | -130.8346 | -130.1651 | -129.6693 | -129.2873 | -127.8262 | -126.4589 | -125.1785 | -123.9784 | -122.8527 | -121.6591 | -120.5298 | -119.4604 | -118.4467 | -117.4853 | -116.5726 | -115.7055 | -114.8812 | -114.0969 | -113.3503 | -112.6391 | -111.9612 | -111.3146 | -110.6975 | -110.1084 | -109.5455 | -109.0075 | -108.4931 | -108.0008 | -107.5297 | -107.0785 | -106.6462 | -106.2318 | -105.8345 | -105.4533 | -105.0876 | -104.7364 | -104.3991 | -104.0751 | -103.7637 | -103.4642 | -103.1762 | -102.8991 | -102.6324 | -102.3756 | -102.1283 | -101.8901 | -101.6605 | -101.4391 | -86.1314 | 0 | 0 | 0 | 0 | 0 | 0 | 0 | 0 | 0 | 0 | 0 | 0 | 0 | 0 | 0 | 0 | 0 | 0 | 0 | 0 | 0 | 0 | 0 | 0
[19 empty] | Total | Sum of above (excl WAFU) | £000s | 1272.4358 | 1154.1487 | 1089.7528 | 1028.9175 | 971.7932 | 1221.6506 | 896.7164 | 803.7938 | 714.8184 | 628.3279 | 362.7696 | 314.1217 | 315.65 | 317.1311 | -225.6136 | 1373.1475 | 1373.4955 | 431.7086 | 497.3678 | 563.7113 | 841.0082 | 841.0487 | 891.2158 | 941.1777 | 991.3102 | 656.5579 | 691.9197 | 694.5332 | 696.9584 | 699.6589 | 1636.2477 | 1565.5204 | 1575.8272 | 1586.3286 | 1597.159 | 1404.2624 | 1403.3348 | 1402.6451 | 1401.9066 | 1401.3959 | 1042.554 | 991.78 | 991.1114 | 990.6126 | 990.1219 | 2002.4628 | 2005.9866 | 2009.5357 | 2013.2446 | 2017.0378 | 1738.9381 | 1687.8507 | 1686.9282 | 1685.8166 | 1684.7459 | 1266.5214 | 1265.1946 | 1263.8667 | 1262.6648 | 1261.4573 | 2313.993 | 2262.6849 | 2261.5797 | 2260.3287 | 2259.3857 | 1925.5033 | 1924.3035 | 1923.0936 | 1921.7966 | 1920.3938 | 1547.7215 | 1495.4057 | 1493.1463 | 1490.9668 | 1488.807 | 2489.9007 | 2487.8045 | 2485.725 | 2483.8532 | 2497.0096 | 0 | 0 | 0 | 0 | 0 | 0 | 0 | 0 | 0 | 0 | 0 | 0 | 0 | 0 | 0 | 0 | 0 | 0 | 0 | 0 | 0 | 0 | 0 | 0
61.2x | Current metering policy of Optants and Change of Occupier using AMI Meters | M2 | Metering optants and Change of Occupier | n | 2020-21 | Capacity | 2.1672 | 18533.427 | 528887.7324 | -58282.1422 | 0 | -22430.3894 | -21520.5924 | 426654.6084 | 2539.226 | 2302.0816 | 2 | 4 | Gains in WAFU / Savings in demand | Input | Ml/d | 0.13194 | 0.2592 | 0.38281 | 0.50336 | 0.62076 | 0.76061 | 0.89692 | 1.0326 | 1.1642 | 1.2942 | 1.3982 | 1.5007 | 1.6015 | 1.7012 | 1.7996 | 1.9028 | 2.0053 | 2.0279 | 2.0491 | 2.0698 | 2.0901 | 2.1099 | 2.1293 | 2.1484 | 2.1672 | 2.1877 | 2.2079 | 2.2279 | 2.2476 | 2.2671 | 2.2863 | 2.3053 | 2.3241 | 2.3427 | 2.3611 | 2.3794 | 2.3975 | 2.4154 | 2.4332 | 2.4509 | 2.4684 | 2.4858 | 2.5031 | 2.5202 | 2.5373 | 2.5542 | 2.5711 | 2.5878 | 2.6045 | 2.6211 | 2.6376 | 2.654 | 2.6704 | 2.6866 | 2.7029 | 2.719 | 2.7351 | 2.7511 | 2.767 | 2.783 | 2.7988 | 2.8146 | 2.8304 | 2.8461 | 2.8617 | 2.8773 | 2.8929 | 2.9085 | 2.924 | 2.9394 | 2.9548 | 2.9702 | 2.9856 | 3.0009 | 3.0162 | 3.0315 | 3.0467 | 3.0619 | 3.0771 | 3.0922 | 0 | 0 | 0 | 0 | 0 | 0 | 0 | 0 | 0 | 0 | 0 | 0 | 0 | 0 | 0 | 0 | 0 | 0 | 0 | 0 | 0 | 0 | 0 | 0
[19 empty] | Fixed capex | Input | £000s | 10185.5302 | 9860.853 | 9610.3224 | 9383.5979 | 9181.1392 | 11320.9188 | 11177.5018 | 11049.9586 | 10932.2878 | 10827.4535 | 8399.4893 | 8261.7873 | 8182.2467 | 8108.8671 | 8042.5039 | 19937.1532 | 19880.5762 | 12279.751 | 12230.8819 | 12186.6713 | 13523.6137 | 13434.8839 | 13399.1887 | 13365.528 | 13334.8431 | 10448.6468 | 10335.1499 | 10309.4635 | 10285.0236 | 10262.9011 | 17070.8846 | 17000.5965 | 16981.8256 | 16963.5135 | 16947.1184 | 15499.6186 | 15484.4702 | 15469.7805 | 15456.0786 | 15443.8354 | 12445.1326 | 12383.6067 | 12372.41 | 12361.472 | 12352.3926 | 19850.156 | 19840.9352 | 19832.573 | 19823.7402 | 19816.6367 | 17426.376 | 17368.9311 | 17362.4155 | 17355.0292 | 17349.243 | 14244.84 | 14238.5124 | 14233.5141 | 14227.2451 | 14223.1054 | 21726.986 | 21671.4463 | 21667.9652 | 21662.1548 | 21659.003 | 19183.2438 | 19178.8213 | 19175.8696 | 19171.1764 | 19168.354 | 16085.145 | 16025.1686 | 16017.9356 | 16008.1065 | 16000.8714 | 23452.7708 | 23444.2261 | 23438.4494 | 23429.633 | 23424.0989 | 0 | 0 | 0 | 0 | 0 | 0 | 0 | 0 | 0 | 0 | 0 | 0 | 0 | 0 | 0 | 0 | 0 | 0 | 0 | 0 | 0 | 0 | 0 | 0
[19 empty] | Variable capex | Input | £000s | 0 | 0 | 0 | 0 | 0 | 0 | 0 | 0 | 0 | 0 | 0 | 0 | 0 | 0 | 0 | 0 | 0 | 0 | 0 | 0 | 0 | 0 | 0 | 0 | 0 | 0 | 0 | 0 | 0 | 0 | 0 | 0 | 0 | 0 | 0 | 0 | 0 | 0 | 0 | 0 | 0 | 0 | 0 | 0 | 0 | 0 | 0 | 0 | 0 | 0 | 0 | 0 | 0 | 0 | 0 | 0 | 0 | 0 | 0 | 0 | 0 | 0 | 0 | 0 | 0 | 0 | 0 | 0 | 0 | 0 | 0 | 0 | 0 | 0 | 0 | 0 | 0 | 0 | 0 | 0 | 0 | 0 | 0 | 0 | 0 | 0 | 0 | 0 | 0 | 0 | 0 | 0 | 0 | 0 | 0 | 0 | 0 | 0 | 0 | 0 | 0 | 0 | 0 | 0
[19 empty] | Financing costs | Input | £000s | 366.6791 | 721.6698 | 1067.6414 | 1405.4509 | 1735.9719 | 2143.525 | 2545.9151 | 2943.7136 | 3334.8067 | 3722.2134 | 4020.4891 | 4315.6717 | 4608.0428 | 4897.3591 | 5184.3455 | 5538.5832 | 5899.2266 | 5995.2227 | 6098.0236 | 6206.4848 | 6284.6564 | 6366.5567 | 6451.7739 | 6537.8239 | 6626.53 | 6701.4606 | 6775.4609 | 6851.3808 | 6928.8116 | 7007.8139 | 6904.0315 | 6801.5488 | 6970.6582 | 7141.3259 | 7313.0064 | 7386.4819 | 7460.7966 | 7535.8721 | 7610.4498 | 7685.6893 | 7754.5935 | 7827.1588 | 7900.2441 | 7974.0632 | 8048.3575 | 8150.4969 | 8253.0264 | 8355.9366 | 8459.7308 | 8563.8513 | 8631.9824 | 8700.3899 | 8769.0837 | 8836.6666 | 8904.474 | 8969.739 | 9035.1906 | 9100.8574 | 9167.1347 | 9233.5893 | 9299.8011 | 9366.1521 | 9432.6713 | 9499.861 | 9567.1926 | 9632.803 | 9698.5291 | 9764.376 | 9828.9907 | 9893.7119 | 9956.8336 | 10019.8309 | 10082.7403 | 10145.9712 | 10209.0904 | 10273.4668 | 10337.742 | 10401.9271 | 10466.5717 | 10531.1314
[19 empty] | Fixed opex | Input | £000s | -152.3707 | -299.3362 | -442.0761 | -581.2948 | -716.8694 | -878.3759 | -1035.7886 | -1192.475 | -1344.4275 | -1494.6224 | -1614.6588 | -1733.0368 | -1849.5096 | -1964.5843 | -2078.2402 | -2197.4575 | -2315.8149 | -2341.8764 | -2366.3916 | -2390.2891 | -2413.6721 | -2436.5735 | -2459.0263 | -2481.0634 | -2502.7096 | -2526.4225 | -2549.7938 | -2572.8444 | -2595.5947 | -2618.0613 | -2640.2645 | -2662.2169 | -2683.9348 | -2705.4265 | -2726.7084 | -2747.793 | -2768.6882 | -2789.4026 | -2809.9483 | -2830.3336 | -2850.5668 | -2870.656 | -2890.6054 | -2910.4232 | -2930.1175 | -2949.6926 | -2969.1525 | -2988.5055 | -3007.7557 | -3026.9071 | -3045.9639 | -3064.9303 | -3083.8103 | -3102.608 | -3121.3234 | -3139.9648 | -3158.5322 | -3177.0297 | -3195.4613 | -3213.8313 | -3232.1395 | -3250.3861 | -3268.5792 | -3286.7147 | -3304.8008 | -3322.8335 | -3340.821 | -3358.759 | -3376.656 | -3394.5077 | -3412.3183 | -3430.0877 | -3447.8201 | -3465.5155 | 166.7623 | -3500.7994 | -3518.392 | -3535.9517 | -3553.4784 | -3570.9764 | 0 | 0 | 0 | 0 | 0 | 0 | 0 | 0 | 0 | 0 | 0 | 0 | 0 | 0 | 0 | 0 | 0 | 0 | 0 | 0 | 0 | 0 | 0 | 0
[19 empty] | Variable opex | Input | £000s | 0 | 0 | 0 | 0 | 0 | 0 | 0 | 0 | 0 | 0 | 0 | 0 | 0 | 0 | 0 | 0 | 0 | 0 | 0 | 0 | 0 | 0 | 0 | 0 | 0 | 0 | 0 | 0 | 0 | 0 | 0 | 0 | 0 | 0 | 0 | 0 | 0 | 0 | 0 | 0 | 0 | 0 | 0 | 0 | 0 | 0 | 0 | 0 | 0 | 0 | 0 | 0 | 0 | 0 | 0 | 0 | 0 | 0 | 0 | 0 | 0 | 0 | 0 | 0 | 0 | 0 | 0 | 0 | 0 | 0 | 0 | 0 | 0 | 0 | 0 | 0 | 0 | 0 | 0 | 0 | 0 | 0 | 0 | 0 | 0 | 0 | 0 | 0 | 0 | 0 | 0 | 0 | 0 | 0 | 0 | 0 | 0 | 0 | 0 | 0 | 0 | 0 | 0 | 0
[19 empty] | Opex savings | Input | £000s | 0 | 0 | 0 | 0 | 0 | 0 | 0 | 0 | 0 | 0 | 0 | 0 | 0 | 0 | 0 | 0 | 0 | 0 | 0 | 0 | 0 | 0 | 0 | 0 | 0 | 0 | 0 | 0 | 0 | 0 | 0 | 0 | 0 | 0 | 0 | 0 | 0 | 0 | 0 | 0 | 0 | 0 | 0 | 0 | 0 | 0 | 0 | 0 | 0 | 0 | 0 | 0 | 0 | 0 | 0 | 0 | 0 | 0 | 0 | 0 | 0 | 0 | 0 | 0 | 0 | 0 | 0 | 0 | 0 | 0 | 0 | 0 | 0 | 0 | 0 | 0 | 0 | 0 | 0 | 0 | 0 | 0 | 0 | 0 | 0 | 0 | 0 | 0 | 0 | 0 | 0 | 0 | 0 | 0 | 0 | 0 | 0 | 0 | 0 | 0 | 0 | 0 | 0 | 0
[19 empty] | Fixed env & social | Input | £000s | 0 | 0 | 0 | 0 | 0 | 0 | 0 | 0 | 0 | 0 | 0 | 0 | 0 | 0 | 0 | 0 | 0 | 0 | 0 | 0 | 0 | 0 | 0 | 0 | 0 | 0 | 0 | 0 | 0 | 0 | 0 | 0 | 0 | 0 | 0 | 0 | 0 | 0 | 0 | 0 | 0 | 0 | 0 | 0 | 0 | 0 | 0 | 0 | 0 | 0 | 0 | 0 | 0 | 0 | 0 | 0 | 0 | 0 | 0 | 0 | 0 | 0 | 0 | 0 | 0 | 0 | 0 | 0 | 0 | 0 | 0 | 0 | 0 | 0 | 0 | 0 | 0 | 0 | 0 | 0 | 0 | 0 | 0 | 0 | 0 | 0 | 0 | 0 | 0 | 0 | 0 | 0 | 0 | 0 | 0 | 0 | 0 | 0 | 0 | 0 | 0 | 0 | 0 | 0
[19 empty] | Variable env & social | Input | £000s | 0 | 0 | 0 | 0 | 0 | 0 | 0 | 0 | 0 | 0 | 0 | 0 | 0 | 0 | 0 | 0 | 0 | 0 | 0 | 0 | 0 | 0 | 0 | 0 | 0 | 0 | 0 | 0 | 0 | 0 | 0 | 0 | 0 | 0 | 0 | 0 | 0 | 0 | 0 | 0 | 0 | 0 | 0 | 0 | 0 | 0 | 0 | 0 | 0 | 0 | 0 | 0 | 0 | 0 | 0 | 0 | 0 | 0 | 0 | 0 | 0 | 0 | 0 | 0 | 0 | 0 | 0 | 0 | 0 | 0 | 0 | 0 | 0 | 0 | 0 | 0 | 0 | 0 | 0 | 0 | 0 | 0 | 0 | 0 | 0 | 0 | 0 | 0 | 0 | 0 | 0 | 0 | 0 | 0 | 0 | 0 | 0 | 0 | 0 | 0 | 0 | 0 | 0 | 0
[19 empty] | Fixed carbon costs | Input | £000s | 5.7427 | 5.6425 | 5.6744 | 5.7255 | 5.8391 | 7.4527 | 7.433 | 7.588 | 7.5085 | 7.5872 | 6.0027 | 6.0502 | 6.0761 | 6.1264 | 6.7236 | 17.7069 | 19.042 | 12.736 | 13.4929 | 14.4426 | 16.897 | 17.821 | 18.745 | 19.6691 | 20.7251 | 17.5007 | 18.1074 | 18.8487 | 19.5899 | 20.4371 | 34.0869 | 35.2799 | 36.4729 | 37.666 | 39.0295 | 37.163 | 38.2606 | 39.515 | 40.6127 | 41.8671 | 35.0446 | 35.9399 | 36.8352 | 37.7305 | 38.37 | 60.8109 | 61.8078 | 62.6054 | 63.4029 | 64.2004 | 57.4488 | 57.8012 | 58.3299 | 58.6823 | 59.0348 | 49.4465 | 49.74 | 49.8867 | 50.0334 | 50.0334 | 74.2488 | 74.031 | 74.031 | 73.5956 | 73.5956 | 65.4476 | 65.2533 | 65.0591 | 64.8649 | 64.4765 | 54.2532 | 53.9067 | 53.561 | 53.2162 | 52.8721 | 75.2529 | 74.5332 | 73.8143 | 73.3311 | 72.6136
[19 empty] | Variable carbon costs | Input | £000s | -19.1868 | -37.693 | -56.5369 | -75.4852 | -95.9115 | -119.248 | -142.6563 | -166.5825 | -190.4547 | -214.6723 | -235.09 | -255.7354 | -276.5616 | -297.6344 | -347.5653 | -397.7682 | -451.0875 | -488.4179 | -526.1224 | -569.0593 | -607.869 | -647.1948 | -687.0261 | -727.354 | -773.0932 | -815.2139 | -857.8728 | -901.0632 | -944.7792 | -994.1658 | -1038.9608 | -1084.2652 | -1130.0755 | -1176.3857 | -1228.5587 | -1281.3096 | -1329.1855 | -1383.036 | -1431.9235 | -1486.8618 | -1536.751 | -1587.1179 | -1637.959 | -1689.2731 | -1729.5297 | -1770.1021 | -1810.9895 | -1846.3134 | -1881.8777 | -1917.6824 | -1953.7279 | -1977.9539 | -2008.3406 | -2032.7916 | -2057.3364 | -2081.9793 | -2106.7196 | -2125.3082 | -2143.9254 | -2156.2503 | -2168.5338 | -2174.3807 | -2186.5512 | -2185.7497 | -2197.7775 | -2203.2319 | -2208.5854 | -2213.8357 | -2218.9883 | -2217.362 | -2215.5686 | -2213.6084 | -2211.4846 | -2209.1977 | -2206.7481 | -2204.1387 | -2194.4476 | -2184.5284 | -2181.3733 | -2171.0368
[19 empty] | Customer willingness to pay | Input | £000s | -151.5486 | -297.8924 | -440.2699 | -579.3931 | -715.1116 | -876.7311 | -1034.1983 | -1190.8691 | -1342.7667 | -1492.858 | -1538.8117 | -1585.6177 | -1632.426 | -1679.3989 | -1709.9744 | -1674.7501 | -1596.221 | -1474.0571 | -1354.8804 | -1222.7667 | -1106.9512 | -991.8921 | -879.7745 | -768.8624 | -674.8618 | -579.8566 | -485.9337 | -437.3105 | -389.8903 | -339.6879 | -289.9329 | -287.1001 | -285.0548 | -283.32 | -281.8432 | -279.4226 | -277.2207 | -275.2201 | -273.406 | -270.5296 | -267.8133 | -265.2453 | -262.8155 | -260.5141 | -258.3328 | -256.2634 | -254.2988 | -252.4321 | -250.6573 | -248.9686 | -247.3608 | -245.829 | -244.3689 | -242.9761 | -241.6468 | -240.3774 | -239.1646 | -238.0053 | -236.8965 | -235.8356 | -234.8199 | -233.8472 | -232.9152 | -232.0218 | -231.165 | -230.3431 | -229.5542 | -228.7968 | -228.0692 | -227.3702 | -226.6983 | -226.0522 | -225.4307 | -224.8328 | -224.2572 | -223.703 | -223.1691 | -222.6548 | -222.1591 | -86.1314 | 0 | 0 | 0 | 0 | 0 | 0 | 0 | 0 | 0 | 0 | 0 | 0 | 0 | 0 | 0 | 0 | 0 | 0 | 0 | 0 | 0 | 0 | 0 | 0
[19 empty] | Total | Sum of above (excl WAFU) | £000s | 10234.8459 | 9953.2437 | 9744.7552 | 9558.6013 | 9395.0578 | 11597.5415 | 11518.2066 | 11451.3337 | 11396.9541 | 11355.1014 | 9037.4205 | 9009.1194 | 9037.8684 | 9070.735 | 9097.7931 | 21223.4675 | 21435.7215 | 13983.3583 | 14095.0041 | 14225.4836 | 15696.6749 | 15743.6013 | 15843.8807 | 15945.7411 | 16031.4337 | 13246.1152 | 13235.1179 | 13268.4749 | 13303.161 | 13339.237 | 20039.8448 | 19803.8431 | 19889.8917 | 19977.3732 | 20062.044 | 18614.7383 | 18608.4329 | 18597.5089 | 18591.8633 | 18583.6667 | 15579.6396 | 15523.6862 | 15518.1095 | 15513.0552 | 15521.1401 | 23085.4057 | 23121.3286 | 23163.864 | 23206.5832 | 23251.1303 | 20868.7544 | 20838.409 | 20853.3093 | 20872.0025 | 20892.4452 | 17801.7041 | 17819.0265 | 17843.9151 | 17868.1299 | 17900.8109 | 25465.5425 | 25453.0154 | 25486.622 | 25531.1252 | 25566.0479 | 23125.0859 | 23163.6433 | 23203.9132 | 23241.3186 | 23287.3025 | 20241.6467 | 20229.1579 | 20269.5014 | 20307.7479 | 23998.591 | 27872.8495 | 27920.4926 | 27971.056 | 28012.525 | 28199.6993 | 0 | 0 | 0 | 0 | 0 | 0 | 0 | 0 | 0 | 0 | 0 | 0 | 0 | 0 | 0 | 0 | 0 | 0 | 0 | 0 | 0 | 0 | 0 | 0
61.2x | Compulsory Metering using Dumb Meters | M4 | Compulsory Metering | n | 2020-21 | Capacity | 17.2889 | 83894.662 | 14828.6309 | 1113.1355 | 0 | -11029.2891 | -10763.2194 | -5850.7421 | 19.0021 | -6.9739 | 2 | 3 | Gains in WAFU / Savings in demand | Input | Ml/d | 3.7503 | 7.4088 | 10.9564 | 14.3531 | 17.2889 | 16.4221 | 15.6165 | 14.9188 | 14.2654 | 13.6358 | 13.041 | 12.4768 | 11.9431 | 11.4342 | 10.947 | 10.4824 | 10.0387 | 9.6142 | 9.2078 | 8.8086 | 8.4216 | 8.0607 | 7.7142 | 7.3913 | 7.0833 | 6.7865 | 6.5004 | 6.2245 | 5.9587 | 5.7022 | 5.4544 | 5.2151 | 4.9838 | 4.7606 | 4.545 | 4.3366 | 4.1353 | 3.9411 | 3.7535 | 3.5724 | 3.3975 | 3.2286 | 3.0657 | 2.9534 | 2.7872 | 2.6287 | 2.4774 | 2.3329 | 2.1949 | 2.0632 | 1.9375 | 1.8176 | 1.7031 | 1.5938 | 1.4898 | 1.3904 | 1.2957 | 1.2055 | 1.1195 | 1.0373 | 0.95912 | 0.88482 | 0.8139 | 0.74664 | 0.68251 | 0.62177 | 0.5639 | 0.50916 | 0.45703 | 0.40777 | 0.36112 | 0.31708 | 0.27539 | 0.23604 | 0.19904 | 0.16413 | 0.13131 | 0.10058 | 0.071928 | 0.045106 | 0 | 0 | 0 | 0 | 0 | 0 | 0 | 0 | 0 | 0 | 0 | 0 | 0 | 0 | 0 | 0 | 0 | 0 | 0 | 0 | 0 | 0 | 0 | 0
[19 empty] | Fixed capex | Input | £000s | 4925.976 | 4699.6939 | 4446.0022 | 4136.4123 | 3501.3909 | -1302.0312 | -1204.6659 | -1116.432 | -1036.9714 | -964.779 | -898.7496 | -839.3779 | -784.4375 | -734.8234 | -688.9091 | 160.9432 | 125.1955 | 93.1521 | 54.7805 | -31.3875 | -602.4579 | -594.5153 | -562.4846 | -565.8638 | -547.0139 | -484.1483 | -461.9046 | -451.1267 | -438.9924 | -427.1282 | 874.282 | 813.0278 | 48.1174 | -17.7699 | -123.825 | -454.1091 | -461.6374 | -445.3192 | -461.4784 | -455.7029 | -368.699 | -365.3804 | -364.759 | -361.5043 | -358.8651 | 866.6531 | 797.7319 | 26.2048 | -46.6707 | -159.0372 | -400.9475 | -414.7083 | -402.394 | -424.1068 | -422.6301 | -333.5109 | -335.0395 | -337.0653 | -338.4316 | -338.987 | 888.5558 | 815.8926 | 42.4235 | -34.1413 | -148.6236 | -388.9116 | -405.5618 | -394.6843 | -419.4602 | -419.6202 | -329.3139 | -332.1212 | -335.2459 | -338.1037 | -339.5425 | 887.2733 | 813.2666 | 39.0909 | -38.4219 | -153.84 | 0 | 0 | 0 | 0 | 0 | 0 | 0 | 0 | 0 | 0 | 0 | 0 | 0 | 0 | 0 | 0 | 0 | 0 | 0 | 0 | 0 | 0 | 0 | 0
[19 empty] | Variable capex | Input | £000s | 0 | 0 | 0 | 0 | 0 | 0 | 0 | 0 | 0 | 0 | 0 | 0 | 0 | 0 | 0 | 0 | 0 | 0 | 0 | 0 | 0 | 0 | 0 | 0 | 0 | 0 | 0 | 0 | 0 | 0 | 0 | 0 | 0 | 0 | 0 | 0 | 0 | 0 | 0 | 0 | 0 | 0 | 0 | 0 | 0 | 0 | 0 | 0 | 0 | 0 | 0 | 0 | 0 | 0 | 0 | 0 | 0 | 0 | 0 | 0 | 0 | 0 | 0 | 0 | 0 | 0 | 0 | 0 | 0 | 0 | 0 | 0 | 0 | 0 | 0 | 0 | 0 | 0 | 0 | 0 | 0 | 0 | 0 | 0 | 0 | 0 | 0 | 0 | 0 | 0 | 0 | 0 | 0 | 0 | 0 | 0 | 0 | 0 | 0 | 0 | 0 | 0 | 0 | 0
[19 empty] | Financing costs | Input | £000s | 177.3351 | 346.5241 | 506.5802 | 655.491 | 781.5411 | 734.668 | 691.3 | 651.1085 | 613.4421 | 578.3879 | 545.7014 | 515.1722 | 486.6419 | 459.9827 | 434.9797 | 265.0268 | 100.4966 | -56.0696 | -202.8743 | -329.9378 | -304.7662 | -282.8054 | -262.8741 | -246.0614 | -231.1623 | -216.364 | -202.8818 | -190.975 | -180.3024 | -170.8663 | -145.0158 | -120.0991 | -121.5768 | -124.0579 | -127.2837 | -121.9397 | -117.1693 | -112.948 | -109.4288 | -106.3672 | -102.2895 | -98.8783 | -95.8055 | -93.0062 | -90.5221 | -90.5479 | -90.8656 | -91.5457 | -92.5125 | -93.7268 | -91.8195 | -90.1317 | -88.6004 | -87.4846 | -86.5107 | -85.3072 | -84.2577 | -83.298 | -82.4538 | -81.7149 | -80.7004 | -79.815 | -79.1526 | -78.6377 | -78.2264 | -77.807 | -77.4797 | -77.2164 | -77.2727 | -77.3823 | -77.2948 | -77.24 | -77.212 | -77.1804 | -77.1853 | -76.9985 | -76.8689 | -76.9033 | -77.0016 | -77.1539
[19 empty] | Fixed opex | Input | £000s | 375.8612 | 284.6144 | 241.7036 | 215.5368 | 144.4473 | 65.7754 | 56.2596 | 45.7593 | 36.1954 | 28.0367 | 20.7143 | 14.1868 | 8.2952 | 3.0973 | -1.4372 | -5.4487 | -8.9832 | -12.0774 | -14.7706 | -16.7626 | -18.2998 | -19.9142 | -21.2653 | -22.7207 | -24.0254 | -25.0967 | -25.9569 | -26.6263 | -27.1304 | -27.4717 | -27.6637 | -27.7219 | -27.6591 | -27.4896 | -27.2234 | -26.8708 | -26.4424 | -25.948 | -25.3946 | -24.7902 | -24.1417 | -23.4552 | -22.7381 | -23.5329 | -22.2708 | -21.066 | -19.9165 | -18.8182 | -17.7693 | -16.7677 | -15.8115 | -14.8987 | -14.0273 | -13.1954 | -12.4029 | -11.646 | -10.9246 | -10.2367 | -9.5804 | -8.9537 | -8.3566 | -7.7891 | -7.2472 | -6.7329 | -6.2424 | -5.7775 | -5.3342 | -4.9147 | -4.5149 | -4.1368 | -3.7784 | -3.4397 | -3.1188 | -2.8157 | -2.5303 | -2.2607 | -2.0069 | -1.7689 | -1.5467 | -1.3382 | 0 | 0 | 0 | 0 | 0 | 0 | 0 | 0 | 0 | 0 | 0 | 0 | 0 | 0 | 0 | 0 | 0 | 0 | 0 | 0 | 0 | 0 | 0 | 0
[19 empty] | Variable opex | Input | £000s | 0 | 0 | 0 | 0 | 0 | 0 | 0 | 0 | 0 | 0 | 0 | 0 | 0 | 0 | 0 | 0 | 0 | 0 | 0 | 0 | 0 | 0 | 0 | 0 | 0 | 0 | 0 | 0 | 0 | 0 | 0 | 0 | 0 | 0 | 0 | 0 | 0 | 0 | 0 | 0 | 0 | 0 | 0 | 0 | 0 | 0 | 0 | 0 | 0 | 0 | 0 | 0 | 0 | 0 | 0 | 0 | 0 | 0 | 0 | 0 | 0 | 0 | 0 | 0 | 0 | 0 | 0 | 0 | 0 | 0 | 0 | 0 | 0 | 0 | 0 | 0 | 0 | 0 | 0 | 0 | 0 | 0 | 0 | 0 | 0 | 0 | 0 | 0 | 0 | 0 | 0 | 0 | 0 | 0 | 0 | 0 | 0 | 0 | 0 | 0 | 0 | 0 | 0 | 0
[19 empty] | Opex savings | Input | £000s | 0 | 0 | 0 | 0 | 0 | 0 | 0 | 0 | 0 | 0 | 0 | 0 | 0 | 0 | 0 | 0 | 0 | 0 | 0 | 0 | 0 | 0 | 0 | 0 | 0 | 0 | 0 | 0 | 0 | 0 | 0 | 0 | 0 | 0 | 0 | 0 | 0 | 0 | 0 | 0 | 0 | 0 | 0 | 0 | 0 | 0 | 0 | 0 | 0 | 0 | 0 | 0 | 0 | 0 | 0 | 0 | 0 | 0 | 0 | 0 | 0 | 0 | 0 | 0 | 0 | 0 | 0 | 0 | 0 | 0 | 0 | 0 | 0 | 0 | 0 | 0 | 0 | 0 | 0 | 0 | 0 | 0 | 0 | 0 | 0 | 0 | 0 | 0 | 0 | 0 | 0 | 0 | 0 | 0 | 0 | 0 | 0 | 0 | 0 | 0 | 0 | 0 | 0 | 0
[19 empty] | Fixed env & social | Input | £000s | 126.2312 | 120.437 | 113.9352 | 106.0008 | 89.726 | -33.3848 | -30.8792 | -28.623 | -26.5814 | -24.7312 | -23.0492 | -21.5122 | -20.1144 | -18.8326 | -17.661 | 8.7758 | 7.4545 | 6.2225 | 4.8452 | 1.9421 | -16.158 | -16.0427 | -15.1981 | -15.4112 | -14.9685 | -13.1029 | -12.5065 | -12.2763 | -11.9718 | -11.7145 | 29.0835 | 27.0861 | 2.9868 | 0.85167 | -2.5586 | -12.9952 | -13.2918 | -12.8243 | -13.3854 | -13.2676 | -10.5833 | -10.5186 | -10.5436 | -10.4769 | -10.4458 | 28.0081 | 25.8193 | 1.5401 | -0.76894 | -4.3359 | -11.9766 | -12.4125 | -12.0783 | -12.7613 | -12.7536 | -9.9969 | -10.0308 | -10.1543 | -10.1805 | -10.2364 | 28.2806 | 26.0164 | 1.6618 | -0.71104 | -4.3476 | -11.9306 | -12.4302 | -12.1482 | -12.8892 | -12.9338 | -10.1293 | -10.1929 | -10.3468 | -10.398 | -10.4738 | 28.0169 | 25.7259 | 1.3557 | -1.0391 | -4.6922 | 0 | 0 | 0 | 0 | 0 | 0 | 0 | 0 | 0 | 0 | 0 | 0 | 0 | 0 | 0 | 0 | 0 | 0 | 0 | 0 | 0 | 0 | 0 | 0
[19 empty] | Variable env & social | Input | £000s | 0 | 0 | 0 | 0 | 0 | 0 | 0 | 0 | 0 | 0 | 0 | 0 | 0 | 0 | 0 | 0 | 0 | 0 | 0 | 0 | 0 | 0 | 0 | 0 | 0 | 0 | 0 | 0 | 0 | 0 | 0 | 0 | 0 | 0 | 0 | 0 | 0 | 0 | 0 | 0 | 0 | 0 | 0 | 0 | 0 | 0 | 0 | 0 | 0 | 0 | 0 | 0 | 0 | 0 | 0 | 0 | 0 | 0 | 0 | 0 | 0 | 0 | 0 | 0 | 0 | 0 | 0 | 0 | 0 | 0 | 0 | 0 | 0 | 0 | 0 | 0 | 0 | 0 | 0 | 0 | 0 | 0 | 0 | 0 | 0 | 0 | 0 | 0 | 0 | 0 | 0 | 0 | 0 | 0 | 0 | 0 | 0 | 0 | 0 | 0 | 0 | 0 | 0 | 0
[19 empty] | Fixed carbon costs | Input | £000s | 0 | 0 | 0 | 0 | 0 | 0 | 0 | 0 | 0 | 0 | 0 | 0 | 0 | 0 | 0 | 10.4282 | 10.1981 | 9.9012 | 9.4316 | 8.1025 | -2.1997 | -2.66 | -2.663 | -3.3264 | -3.5811 | -2.7472 | -2.7766 | -3.067 | -3.286 | -3.5514 | 32.4614 | 31.422 | 9.1154 | 6.9893 | 3.4486 | -7.7823 | -8.6266 | -8.6703 | -9.8361 | -10.2693 | -7.5137 | -7.8793 | -8.3616 | -8.7217 | -9.0612 | 42.9846 | 40.4312 | 6.6635 | 3.2601 | -2.0333 | -13.3872 | -14.2954 | -14.112 | -15.3866 | -15.6412 | -11.7392 | -12.0183 | -12.3914 | -12.6092 | -12.827 | 45.7506 | 42.0431 | 4.9144 | 1.1778 | -4.4217 | -15.9451 | -16.744 | -16.3762 | -17.5202 | -17.576 | -13.4188 | -13.5158 | -13.7337 | -13.7993 | -13.8983 | 41.1787 | 37.4807 | 2.8553 | -0.56744 | -5.6639
[19 empty] | Variable carbon costs | Input | £000s | -132.955 | -259.8327 | -385.824 | -506.9765 | -622.8422 | -594.1341 | -567.2103 | -541.9219 | -518.1062 | -495.6285 | -474.3806 | -454.2666 | -435.1893 | -417.0699 | -435.7122 | -446.5005 | -455.0819 | -461.6671 | -466.4429 | -473.4946 | -474.9348 | -475.0482 | -473.9542 | -471.7649 | -471.5918 | -467.3527 | -462.3085 | -456.5407 | -450.1174 | -445.4194 | -437.755 | -429.6265 | -421.0745 | -412.1713 | -404.7073 | -396.764 | -386.8194 | -378.1861 | -367.7963 | -358.61 | -347.8938 | -337.0884 | -326.2368 | -315.4162 | -302.4661 | -289.7542 | -277.2926 | -264.2196 | -251.4848 | -239.0859 | -227.0194 | -213.9753 | -202.0301 | -189.9031 | -178.2582 | -167.0424 | -156.2659 | -145.4786 | -135.1483 | -124.8806 | -115.1033 | -105.5062 | -96.6706 | -87.7719 | -79.8309 | -72.0973 | -64.7626 | -57.8557 | -51.3092 | -45.0165 | -39.1124 | -33.5911 | -28.4155 | -23.5806 | -19.0811 | -14.8811 | -10.9416 | -7.315 | -4.007 | -0.94587
[19 empty] | Customer willingness to pay | Input | £000s | -634.6992 | -1239.0212 | -1808.9893 | -2337.2992 | -2782.2013 | -2609.2298 | -2449.4301 | -2301.5024 | -2164.302 | -2036.8187 | -1918.1589 | -1807.5303 | -1704.229 | -1607.6279 | -1517.1674 | -714.3343 | 41.1868 | 746.7876 | 1395.1109 | 1942.5463 | 1800.0581 | 1672.9927 | 1556.2064 | 1452.5359 | 1357.8354 | 1272.7247 | 1194.6698 | 1123.1791 | 1057.2788 | 996.4739 | 940.2632 | 887.9638 | 839.3532 | 794.3531 | 752.2139 | 712.6735 | 675.5232 | 640.5753 | 607.6602 | 576.625 | 546.5665 | 518.2152 | 491.4487 | 466.1556 | 442.2343 | 419.5919 | 398.1432 | 377.8102 | 358.5212 | 340.2102 | 322.8162 | 306.2832 | 290.5592 | 275.596 | 261.3492 | 247.7772 | 234.8418 | 222.507 | 210.7395 | 199.5082 | 188.784 | 178.5399 | 168.7504 | 159.3916 | 150.4414 | 141.8787 | 133.684 | 125.8387 | 118.3255 | 111.1281 | 104.231 | 97.6197 | 91.2806 | 85.2007 | 79.3678 | 73.7704 | 68.3975 | 63.2389 | 58.2849 | 53.526 | 0 | 0 | 0 | 0 | 0 | 0 | 0 | 0 | 0 | 0 | 0 | 0 | 0 | 0 | 0 | 0 | 0 | 0 | 0 | 0 | 0 | 0 | 0 | 0
[19 empty] | Total | Sum of above (excl WAFU) | £000s | 4837.7493 | 3952.4156 | 3113.4079 | 2269.1652 | 1112.0619 | -3738.3365 | -3504.6259 | -3291.6115 | -3096.3234 | -2915.5328 | -2747.9225 | -2593.3279 | -2449.0332 | -2315.2738 | -2225.9071 | -721.1094 | -179.5337 | 326.2493 | 780.0804 | 1101.0085 | 381.2417 | 282.0069 | 217.767 | 127.3875 | 65.4923 | 63.9129 | 26.3349 | -17.4328 | -54.5216 | -89.6776 | 1265.6556 | 1182.0522 | 329.2624 | 220.7054 | 70.0645 | -307.7875 | -338.4638 | -343.3206 | -379.6595 | -392.3823 | -314.5545 | -324.985 | -336.9959 | -346.5027 | -351.3968 | 955.8695 | 874.0509 | 37.6352 | -47.4249 | -174.7767 | -438.1454 | -454.1386 | -442.6829 | -467.2417 | -466.8476 | -371.4653 | -373.695 | -376.1174 | -377.6643 | -378.0914 | 947.2107 | 869.3817 | 34.6798 | -47.4255 | -171.2512 | -430.5902 | -448.6285 | -437.3568 | -464.6408 | -465.5376 | -368.8166 | -372.4809 | -376.7921 | -380.6771 | -383.3437 | 936.0989 | 855.0533 | 20.5537 | -64.2988 | -190.1081 | 0 | 0 | 0 | 0 | 0 | 0 | 0 | 0 | 0 | 0 | 0 | 0 | 0 | 0 | 0 | 0 | 0 | 0 | 0 | 0 | 0 | 0 | 0 | 0
61.2x | Met uplift optional | M1a | Metering optants | y | 2020-21 | Capacity | 0.40299 | 1943.9007 | 4212.55 | -172.0414 | 0 | -4513.4869 | -3930.2713 | -4403.2496 | 207.8557 | -226.5162 | 2 | 3 | Gains in WAFU / Savings in demand | Input | Ml/d | 0.061714 | 0.15284 | 0.25092 | 0.34535 | 0.40299 | 0.37591 | 0.35213 | 0.33177 | 0.31011 | 0.29111 | 0.27364 | 0.25732 | 0.24096 | 0.22788 | 0.21437 | 0.20165 | 0.18869 | 0.17734 | 0.1666 | 0.15641 | 0.14664 | 0.13826 | 0.12857 | 0.12012 | 0.11286 | 0.11286 | 0.11286 | 0.11286 | 0.11286 | 0.11286 | 0.11286 | 0.11286 | 0.11286 | 0.11286 | 0.11286 | 0.11286 | 0.11286 | 0.11286 | 0.11286 | 0.11286 | 0.11286 | 0.11286 | 0.11286 | 0.11286 | 0.11286 | 0.11286 | 0.11286 | 0.11286 | 0.11286 | 0.11286 | 0.11286 | 0.11286 | 0.11286 | 0.11286 | 0.11286 | 0.11286 | 0.11286 | 0.11286 | 0.11286 | 0.11286 | 0.11286 | 0.11286 | 0.11286 | 0.11286 | 0.11286 | 0.11286 | 0.11286 | 0.11286 | 0.11286 | 0.11286 | 0.11286 | 0.11286 | 0.11286 | 0.11286 | 0.11286 | 0.11286 | 0.11286 | 0.11286 | 0.11286 | 0.11286 | 0 | 0 | 0 | 0 | 0 | 0 | 0 | 0 | 0 | 0 | 0 | 0 | 0 | 0 | 0 | 0 | 0 | 0 | 0 | 0 | 0 | 0 | 0 | 0
[19 empty] | Fixed capex | Input | £000s | 323.621 | 499.01 | 581.8389 | 592.7017 | 410.0708 | 2.0368 | 1.1315 | 0.22631 | -0.45262 | -0.90523 | -1.3579 | -1.3579 | -1.5842 | -1.5842 | -1.8105 | 158.1464 | 140.9813 | 120.1512 | 94.4217 | 40.7471 | 59.7854 | 28.1946 | 22.6715 | -14.0674 | -27.5107 | 6.343 | 1.7922 | -12.7605 | -23.3567 | -34.1447 | 164.3851 | 164.3851 | 164.6114 | 164.8377 | 164.8377 | -7.2361 | -7.0098 | -6.7835 | -6.7835 | -6.7835 | -5.1743 | -5.1743 | -4.948 | -4.948 | -4.948 | 75.5783 | 75.8046 | 75.8046 | 75.8046 | 75.8046 | -10.1526 | -10.1526 | -10.1526 | -10.1526 | -9.9263 | -8.2328 | -8.2328 | -8.0065 | -8.2328 | -8.2328 | 72.3653 | 72.5916 | 72.3653 | 72.5916 | 72.3653 | -13.278 | -13.5043 | -13.278 | -13.5043 | -13.5043 | -11.6787 | -10.9207 | -10.6353 | -10.1427 | -9.6682 | 69.031 | 69.4717 | 69.8967 | 70.3066 | 70.7022 | 0 | 0 | 0 | 0 | 0 | 0 | 0 | 0 | 0 | 0 | 0 | 0 | 0 | 0 | 0 | 0 | 0 | 0 | 0 | 0 | 0 | 0 | 0 | 0
[19 empty] | Variable capex | Input | £000s | 0 | 0 | 0 | 0 | 0 | 0 | 0 | 0 | 0 | 0 | 0 | 0 | 0 | 0 | 0 | 0 | 0 | 0 | 0 | 0 | 0 | 0 | 0 | 0 | 0 | 0 | 0 | 0 | 0 | 0 | 0 | 0 | 0 | 0 | 0 | 0 | 0 | 0 | 0 | 0 | 0 | 0 | 0 | 0 | 0 | 0 | 0 | 0 | 0 | 0 | 0 | 0 | 0 | 0 | 0 | 0 | 0 | 0 | 0 | 0 | 0 | 0 | 0 | 0 | 0 | 0 | 0 | 0 | 0 | 0 | 0 | 0 | 0 | 0 | 0 | 0 | 0 | 0 | 0 | 0 | 0 | 0 | 0 | 0 | 0 | 0 | 0 | 0 | 0 | 0 | 0 | 0 | 0 | 0 | 0 | 0 | 0 | 0 | 0 | 0 | 0 | 0 | 0 | 0
[19 empty] | Financing costs | Input | £000s | 11.6504 | 29.6147 | 50.5609 | 71.8982 | 86.6607 | 86.7341 | 86.7748 | 86.7829 | 86.7666 | 86.7341 | 86.6852 | 86.6363 | 86.5793 | 86.5222 | 62.8491 | 80.4474 | 67.5709 | 50.9649 | 33.0417 | 19.7565 | 21.8355 | 22.8098 | 23.6179 | 23.0992 | 22.1158 | 22.3713 | 22.4675 | 22.0576 | 21.2628 | 20.0935 | 20.3425 | 21.2129 | 22.8401 | 25.391 | 29.8654 | 27.4658 | 26.2078 | 25.1578 | 25.3882 | 26.1002 | 25.6574 | 25.3775 | 25.6271 | 26.2871 | 27.3334 | 24.1671 | 21.009 | 17.8428 | 14.6681 | 11.4934 | 11.3881 | 11.2747 | 11.1531 | 11.0171 | 10.8893 | 10.7647 | 10.6402 | 10.5156 | 10.3983 | 10.2811 | 10.1808 | 10.0805 | 9.9721 | 9.8715 | 9.7628 | 9.6499 | 9.529 | 9.4162 | 9.2808 | 9.1372 | 8.9987 | 8.8875 | 8.7784 | 8.7106 | 8.6599 | 8.5552 | 8.4583 | 8.3848 | 8.3176 | 8.2727
[19 empty] | Fixed opex | Input | £000s | 1.5251 | 3.641 | 5.7863 | 7.5659 | 8.4508 | 7.7664 | 7.063 | 6.1002 | 5.1178 | 4.2005 | 3.2855 | 2.3805 | 1.4715 | 0.58055 | -0.28447 | -1.1384 | -1.9803 | -2.8084 | -3.6221 | -4.334 | -4.9876 | -5.7209 | -6.4389 | -7.2503 | -8.0799 | -8.895 | -9.6965 | -10.4847 | -11.2631 | -12.0258 | -12.7714 | -13.4995 | -14.2113 | -14.907 | -15.5851 | -16.2455 | -16.8898 | -17.5179 | -18.1285 | -18.7214 | -19.2966 | -19.8541 | -20.3958 | -20.92 | -20.9319 | -20.9437 | -20.9575 | -20.9713 | -20.9851 | -20.9989 | -21.0128 | -21.0266 | -21.0404 | -21.0542 | -21.07 | -21.0858 | -21.1015 | -21.1193 | -21.1351 | -21.1509 | -21.1667 | -21.1844 | -21.2002 | -21.218 | -21.2337 | -21.2515 | -21.2673 | -21.285 | -21.3008 | -21.3166 | -21.3324 | -21.3501 | -21.3659 | -21.3817 | -21.3975 | -21.4133 | -21.4291 | -21.4449 | -21.4606 | -21.4764 | 0 | 0 | 0 | 0 | 0 | 0 | 0 | 0 | 0 | 0 | 0 | 0 | 0 | 0 | 0 | 0 | 0 | 0 | 0 | 0 | 0 | 0 | 0 | 0
[19 empty] | Variable opex | Input | £000s | 0 | 0 | 0 | 0 | 0 | 0 | 0 | 0 | 0 | 0 | 0 | 0 | 0 | 0 | 0 | 0 | 0 | 0 | 0 | 0 | 0 | 0 | 0 | 0 | 0 | 0 | 0 | 0 | 0 | 0 | 0 | 0 | 0 | 0 | 0 | 0 | 0 | 0 | 0 | 0 | 0 | 0 | 0 | 0 | 0 | 0 | 0 | 0 | 0 | 0 | 0 | 0 | 0 | 0 | 0 | 0 | 0 | 0 | 0 | 0 | 0 | 0 | 0 | 0 | 0 | 0 | 0 | 0 | 0 | 0 | 0 | 0 | 0 | 0 | 0 | 0 | 0 | 0 | 0 | 0 | 0 | 0 | 0 | 0 | 0 | 0 | 0 | 0 | 0 | 0 | 0 | 0 | 0 | 0 | 0 | 0 | 0 | 0 | 0 | 0 | 0 | 0 | 0 | 0
[19 empty] | Opex savings | Input | £000s | 0 | 0 | 0 | 0 | 0 | 0 | 0 | 0 | 0 | 0 | 0 | 0 | 0 | 0 | 0 | 0 | 0 | 0 | 0 | 0 | 0 | 0 | 0 | 0 | 0 | 0 | 0 | 0 | 0 | 0 | 0 | 0 | 0 | 0 | 0 | 0 | 0 | 0 | 0 | 0 | 0 | 0 | 0 | 0 | 0 | 0 | 0 | 0 | 0 | 0 | 0 | 0 | 0 | 0 | 0 | 0 | 0 | 0 | 0 | 0 | 0 | 0 | 0 | 0 | 0 | 0 | 0 | 0 | 0 | 0 | 0 | 0 | 0 | 0 | 0 | 0 | 0 | 0 | 0 | 0 | 0 | 0 | 0 | 0 | 0 | 0 | 0 | 0 | 0 | 0 | 0 | 0 | 0 | 0 | 0 | 0 | 0 | 0 | 0 | 0 | 0 | 0 | 0 | 0
[19 empty] | Fixed env & social | Input | £000s | 8.294 | 12.789 | 14.9118 | 15.1902 | 10.5096 | 0.0522 | 0.029 | 0.0058 | -0.0116 | -0.0232 | -0.0348 | -0.0348 | -0.0406 | -0.0406 | -0.0464 | 4.9776 | 4.4385 | 3.7829 | 2.9748 | 1.2877 | 1.8856 | 0.89209 | 0.71731 | -0.43661 | -0.86015 | 0.20315 | 0.058908 | -0.39948 | -0.7336 | -1.0737 | 5.1618 | 5.1618 | 5.1676 | 5.1734 | 5.1734 | -0.2312 | -0.2254 | -0.2196 | -0.2196 | -0.2196 | -0.16906 | -0.16906 | -0.16326 | -0.16326 | -0.16326 | 2.366 | 2.3718 | 2.3718 | 2.3718 | 2.3718 | -0.32804 | -0.32804 | -0.32804 | -0.32804 | -0.32224 | -0.26905 | -0.26905 | -0.26325 | -0.26905 | -0.26905 | 2.2624 | 2.2682 | 2.2624 | 2.2682 | 2.2624 | -0.42882 | -0.43462 | -0.42882 | -0.43462 | -0.43462 | -0.37728 | -0.35477 | -0.3445 | -0.32903 | -0.31413 | 2.1577 | 2.1715 | 2.1849 | 2.1978 | 2.2102 | 0 | 0 | 0 | 0 | 0 | 0 | 0 | 0 | 0 | 0 | 0 | 0 | 0 | 0 | 0 | 0 | 0 | 0 | 0 | 0 | 0 | 0 | 0 | 0
[19 empty] | Variable env & social | Input | £000s | 0 | 0 | 0 | 0 | 0 | 0 | 0 | 0 | 0 | 0 | 0 | 0 | 0 | 0 | 0 | 0 | 0 | 0 | 0 | 0 | 0 | 0 | 0 | 0 | 0 | 0 | 0 | 0 | 0 | 0 | 0 | 0 | 0 | 0 | 0 | 0 | 0 | 0 | 0 | 0 | 0 | 0 | 0 | 0 | 0 | 0 | 0 | 0 | 0 | 0 | 0 | 0 | 0 | 0 | 0 | 0 | 0 | 0 | 0 | 0 | 0 | 0 | 0 | 0 | 0 | 0 | 0 | 0 | 0 | 0 | 0 | 0 | 0 | 0 | 0 | 0 | 0 | 0 | 0 | 0 | 0 | 0 | 0 | 0 | 0 | 0 | 0 | 0 | 0 | 0 | 0 | 0 | 0 | 0 | 0 | 0 | 0 | 0 | 0 | 0 | 0 | 0 | 0 | 0
[19 empty] | Fixed carbon costs | Input | £000s | 0 | 0 | 0 | 0 | 0 | 0 | 0 | 0 | 0 | 0 | 0 | 0 | 0 | 0 | 0 | 2.0661 | 1.9847 | 1.8117 | 1.5231 | 0.71528 | 1.0988 | 0.55583 | 0.47003 | -0.27534 | -0.59143 | 0.16168 | 0.053894 | -0.31324 | -0.60665 | -0.93133 | 4.6095 | 4.7708 | 4.9321 | 5.0935 | 5.2778 | -0.26336 | -0.27114 | -0.28003 | -0.28781 | -0.2967 | -0.24258 | -0.24877 | -0.25497 | -0.26117 | -0.26559 | 3.1782 | 3.2303 | 3.272 | 3.3137 | 3.3553 | -0.53718 | -0.54048 | -0.54542 | -0.54872 | -0.55201 | -0.47518 | -0.478 | -0.47941 | -0.48083 | -0.48083 | 3.3778 | 3.3679 | 3.3679 | 3.3481 | 3.3481 | -0.7246 | -0.72245 | -0.7203 | -0.71815 | -0.71385 | -0.62496 | -0.59669 | -0.56963 | -0.54373 | -0.51893 | 3.02 | 3.0113 | 3.0015 | 3.0004 | 2.9887
[19 empty] | Variable carbon costs | Input | £000s | -8.7358 | -22.2082 | -38.5123 | -55.6137 | -69.0705 | -70.1524 | -71.2097 | -72.2436 | -73.2575 | -74.2567 | -75.2413 | -76.2248 | -77.2002 | -78.1744 | -86.242 | -93.2852 | -100.3193 | -107.3543 | -114.3814 | -122.4222 | -129.4431 | -136.4717 | -143.5084 | -150.5432 | -158.5998 | -165.6434 | -172.7006 | -179.7734 | -186.8639 | -194.9842 | -202.0968 | -209.2117 | -216.3494 | -223.5118 | -231.6907 | -239.8753 | -247.0762 | -255.3203 | -262.5592 | -270.8195 | -278.0734 | -285.3343 | -292.63 | -299.9341 | -305.1903 | -310.4523 | -315.7497 | -320.0347 | -324.325 | -328.6207 | -332.9218 | -335.1844 | -338.4723 | -340.741 | -343.0445 | -345.351 | -347.6606 | -348.9796 | -350.2676 | -350.5292 | -350.7908 | -350.0555 | -350.3163 | -348.5473 | -348.8066 | -348.0655 | -347.2904 | -346.5459 | -345.7677 | -343.9519 | -342.133 | -340.3426 | -338.5174 | -336.6891 | -334.8578 | -333.0234 | -330.1445 | -327.261 | -325.4159 | -322.5239
[19 empty] | Customer willingness to pay | Input | £000s | -69.3024 | -172.0734 | -286.9649 | -398.3402 | -465.4321 | -442.5747 | -421.4372 | -401.8451 | -383.6453 | -366.703 | -350.8994 | -336.1295 | -322.3002 | -309.3288 | -297.1418 | -238.4802 | -158.3357 | -71.3282 | 11.9749 | 64.6292 | 56.6638 | 49.813 | 43.5941 | 38.3481 | 33.6806 | 29.6975 | 26.1587 | 23.0404 | 20.2613 | 17.7907 | 15.5945 | 13.6134 | 11.841 | 10.2881 | 8.8789 | 7.5957 | 6.4261 | 5.3589 | 4.3844 | 3.4938 | 2.5661 | 1.7161 | 0.93666 | 0.22179 | -0.43408 | -1.036 | -1.5883 | -2.0953 | -2.5605 | -2.9872 | -3.3787 | -3.7375 | -4.0663 | -4.3672 | -4.6425 | -4.8941 | -5.1236 | -5.3328 | -5.523 | -5.6957 | -5.8522 | -5.9935 | -6.1208 | -6.2351 | -6.3372 | -6.428 | -6.5083 | -6.5788 | -6.6402 | -6.6931 | -6.7381 | -6.7757 | -6.8065 | -6.8309 | -6.8493 | -6.8622 | -6.8699 | -6.8729 | -6.8713 | -6.8656 | 0 | 0 | 0 | 0 | 0 | 0 | 0 | 0 | 0 | 0 | 0 | 0 | 0 | 0 | 0 | 0 | 0 | 0 | 0 | 0 | 0 | 0 | 0 | 0
[19 empty] | Total | Sum of above (excl WAFU) | £000s | 267.0523 | 350.7731 | 327.6208 | 233.402 | -18.8106 | -416.1377 | -397.6485 | -380.9735 | -365.4826 | -350.9536 | -337.5627 | -324.7301 | -313.0744 | -302.0252 | -322.676 | -87.2663 | -45.6599 | -4.7803 | 25.9329 | 0.37952 | 6.8384 | -39.9273 | -58.8764 | -111.1256 | -139.8456 | -115.7618 | -131.8659 | -158.6334 | -181.2997 | -205.2756 | -4.7749 | -13.5671 | -21.1685 | -27.6352 | -33.2426 | -228.79 | -238.8384 | -249.6047 | -258.206 | -267.2468 | -274.7323 | -283.6869 | -291.8282 | -299.7176 | -304.5997 | -227.1424 | -235.8799 | -243.8102 | -251.7125 | -259.5818 | -356.943 | -359.695 | -363.4519 | -366.1747 | -368.6683 | -369.5432 | -372.2255 | -373.6652 | -375.5101 | -376.0775 | -289.6233 | -288.9251 | -289.6696 | -287.9209 | -288.6389 | -380.5264 | -380.1984 | -379.4207 | -379.085 | -377.4771 | -373.8857 | -371.453 | -369.4608 | -367.2066 | -364.9461 | -278.535 | -275.3307 | -272.1108 | -269.9255 | -266.6921 | 0 | 0 | 0 | 0 | 0 | 0 | 0 | 0 | 0 | 0 | 0 | 0 | 0 | 0 | 0 | 0 | 0 | 0 | 0 | 0 | 0 | 0 | 0 | 0
61.2x | Home Check | WE1 | Household water audit | y | 2020-21 | Capacity | 3.7472 | 19298.1452 | 0 | 10850.1453 | -1814.0256 | -8517.193 | -19789.7002 | -19270.7736 | 46.8238 | -99.8582 | 3 | 3 | Gains in WAFU / Savings in demand | Input | Ml/d | 0.34 | 0.65307 | 0.94134 | 1.2068 | 1.4512 | 1.6763 | 1.8835 | 2.0743 | 2.25 | 2.4118 | 2.5608 | 2.698 | 2.8243 | 2.9406 | 3.0477 | 3.1463 | 3.2371 | 3.3207 | 3.3977 | 3.4686 | 3.5338 | 3.5939 | 3.6493 | 3.7002 | 3.7472 | 3.4504 | 3.1771 | 2.9254 | 2.6937 | 2.4804 | 2.2839 | 2.103 | 1.9365 | 1.7831 | 1.6418 | 1.5118 | 1.3921 | 1.2818 | 1.1803 | 1.0868 | 1.0007 | 0.92146 | 0.84847 | 0.78127 | 0.71939 | 0.66241 | 0.60994 | 0.56163 | 0.51715 | 0.47619 | 0.43847 | 0.40374 | 0.37177 | 0.34232 | 0.31521 | 0.29024 | 0.26725 | 0.24608 | 0.22659 | 0.20865 | 0.19212 | 0.1769 | 0.16289 | 0.14999 | 0.13811 | 0.12717 | 0.1171 | 0.10782 | 0.099284 | 0.09142 | 0.084179 | 0.077512 | 0.071373 | 0.065719 | 0.060514 | 0.055721 | 0.051308 | 0.047244 | 0.043502 | 0.040056 | 0 | 0 | 0 | 0 | 0 | 0 | 0 | 0 | 0 | 0 | 0 | 0 | 0 | 0 | 0 | 0 | 0 | 0 | 0 | 0 | 0 | 0 | 0 | 0
[19 empty] | Fixed capex | Input | £000s | 0 | 0 | 0 | 0 | 0 | 0 | 0 | 0 | 0 | 0 | 0 | 0 | 0 | 0 | 0 | 0 | 0 | 0 | 0 | 0 | 0 | 0 | 0 | 0 | 0 | 0 | 0 | 0 | 0 | 0 | 0 | 0 | 0 | 0 | 0 | 0 | 0 | 0 | 0 | 0 | 0 | 0 | 0 | 0 | 0 | 0 | 0 | 0 | 0 | 0 | 0 | 0 | 0 | 0 | 0 | 0 | 0 | 0 | 0 | 0 | 0 | 0 | 0 | 0 | 0 | 0 | 0 | 0 | 0 | 0 | 0 | 0 | 0 | 0 | 0 | 0 | 0 | 0 | 0 | 0 | 0 | 0 | 0 | 0 | 0 | 0 | 0 | 0 | 0 | 0 | 0 | 0 | 0 | 0 | 0 | 0 | 0 | 0 | 0 | 0 | 0 | 0 | 0 | 0
[19 empty] | Variable capex | Input | £000s | 0 | 0 | 0 | 0 | 0 | 0 | 0 | 0 | 0 | 0 | 0 | 0 | 0 | 0 | 0 | 0 | 0 | 0 | 0 | 0 | 0 | 0 | 0 | 0 | 0 | 0 | 0 | 0 | 0 | 0 | 0 | 0 | 0 | 0 | 0 | 0 | 0 | 0 | 0 | 0 | 0 | 0 | 0 | 0 | 0 | 0 | 0 | 0 | 0 | 0 | 0 | 0 | 0 | 0 | 0 | 0 | 0 | 0 | 0 | 0 | 0 | 0 | 0 | 0 | 0 | 0 | 0 | 0 | 0 | 0 | 0 | 0 | 0 | 0 | 0 | 0 | 0 | 0 | 0 | 0 | 0 | 0 | 0 | 0 | 0 | 0 | 0 | 0 | 0 | 0 | 0 | 0 | 0 | 0 | 0 | 0 | 0 | 0 | 0 | 0 | 0 | 0 | 0 | 0
[19 empty] | Financing costs | Input | £000s | 0 | 0 | 0 | 0 | 0 | 0 | 0 | 0 | 0 | 0 | 0 | 0 | 0 | 0 | 0 | 0 | 0 | 0 | 0 | 0 | 0 | 0 | 0 | 0 | 0 | 0 | 0 | 0 | 0 | 0 | 0 | 0 | 0 | 0 | 0 | 0 | 0 | 0 | 0 | 0 | 0 | 0 | 0 | 0 | 0 | 0 | 0 | 0 | 0 | 0 | 0 | 0 | 0 | 0 | 0 | 0 | 0 | 0 | 0 | 0 | 0 | 0 | 0 | 0 | 0 | 0 | 0 | 0 | 0 | 0 | 0 | 0 | 0 | 0 | 0 | 0 | 0 | 0 | 0 | 0 | 0 | 0 | 0 | 0 | 0 | 0 | 0 | 0 | 0 | 0 | 0 | 0 | 0 | 0 | 0 | 0 | 0 | 0 | 0 | 0 | 0 | 0 | 0 | 0
[19 empty] | Fixed opex | Input | £000s | 0 | 0 | 0 | 0 | 0 | 0 | 0 | 0 | 0 | 0 | 0 | 0 | 0 | 0 | 0 | 0 | 0 | 0 | 0 | 0 | 0 | 0 | 0 | 0 | 0 | 0 | 0 | 0 | 0 | 0 | 0 | 0 | 0 | 0 | 0 | 0 | 0 | 0 | 0 | 0 | 0 | 0 | 0 | 0 | 0 | 0 | 0 | 0 | 0 | 0 | 0 | 0 | 0 | 0 | 0 | 0 | 0 | 0 | 0 | 0 | 0 | 0 | 0 | 0 | 0 | 0 | 0 | 0 | 0 | 0 | 0 | 0 | 0 | 0 | 0 | 0 | 0 | 0 | 0 | 0 | 0 | 0 | 0 | 0 | 0 | 0 | 0 | 0 | 0 | 0 | 0 | 0 | 0 | 0 | 0 | 0 | 0 | 0 | 0 | 0 | 0 | 0 | 0 | 0
[19 empty] | Variable opex | Input | £000s | 636.06 | 636.06 | 636.06 | 636.06 | 636.06 | 636.06 | 636.06 | 636.06 | 636.06 | 636.06 | 636.06 | 636.06 | 636.06 | 636.06 | 636.06 | 636.06 | 636.06 | 636.06 | 636.06 | 636.06 | 636.06 | 636.06 | 636.06 | 636.06 | 636.06 | 0 | 0 | 0 | 0 | 0 | 0 | 0 | 0 | 0 | 0 | 0 | 0 | 0 | 0 | 0 | 0 | 0 | 0 | 0 | 0 | 0 | 0 | 0 | 0 | 0 | 0 | 0 | 0 | 0 | 0 | 0 | 0 | 0 | 0 | 0 | 0 | 0 | 0 | 0 | 0 | 0 | 0 | 0 | 0 | 0 | 0 | 0 | 0 | 0 | 0 | 0 | 0 | 0 | 0 | 0 | 0 | 0 | 0 | 0 | 0 | 0 | 0 | 0 | 0 | 0 | 0 | 0 | 0 | 0 | 0 | 0 | 0 | 0 | 0 | 0 | 0 | 0 | 0 | 0
[19 empty] | Opex savings | Input | £000s | -11.6654 | -22.4068 | -32.2975 | -41.4048 | -49.7907 | -57.5125 | -64.6226 | -71.1696 | -77.198 | -82.749 | -87.8603 | -92.5667 | -96.9004 | -100.8909 | -104.5652 | -107.9486 | -111.0639 | -113.9325 | -116.574 | -119.0062 | -121.2457 | -123.3079 | -125.2067 | -126.9552 | -128.5651 | -118.3821 | -109.0057 | -100.372 | -92.422 | -85.1018 | -78.3613 | -72.1547 | -66.4397 | -61.1774 | -56.3319 | -51.8701 | -47.7618 | -43.9788 | -40.4955 | -37.288 | -34.3347 | -31.6152 | -29.1111 | -26.8054 | -24.6823 | -22.7273 | -20.9272 | -19.2697 | -17.7434 | -16.3381 | -15.044 | -13.8525 | -12.7553 | -11.745 | -10.8147 | -9.9582 | -9.1694 | -8.4432 | -7.7744 | -7.1587 | -6.5917 | -6.0696 | -5.5888 | -5.1462 | -4.7386 | -4.3632 | -4.0177 | -3.6994 | -3.4064 | -3.1366 | -2.8882 | -2.6594 | -2.4488 | -2.2548 | -2.0762 | -1.9118 | -1.7604 | -1.6209 | -1.4926 | -1.3743 | 0 | 0 | 0 | 0 | 0 | 0 | 0 | 0 | 0 | 0 | 0 | 0 | 0 | 0 | 0 | 0 | 0 | 0 | 0 | 0 | 0 | 0 | 0 | 0
[19 empty] | Fixed env & social | Input | £000s | 0.21 | 0.21 | 0.21 | 0.21 | 0.21 | 0.21 | 0.21 | 0.21 | 0.21 | 0.21 | 0.21 | 0.21 | 0.21 | 0.21 | 0.21 | 0.21 | 0.21 | 0.21 | 0.21 | 0.21 | 0.21 | 0.21 | 0.21 | 0.21 | 0.21 | 0.21 | 0.21 | 0.21 | 0.21 | 0.21 | 0.21 | 0.21 | 0.21 | 0.21 | 0.21 | 0.21 | 0.21 | 0.21 | 0.21 | 0.21 | 0.21 | 0.21 | 0.21 | 0.21 | 0.21 | 0.21 | 0.21 | 0.21 | 0.21 | 0.21 | 0.21 | 0.21 | 0.21 | 0.21 | 0.21 | 0.21 | 0.21 | 0.21 | 0.21 | 0.21 | 0.21 | 0.21 | 0.21 | 0.21 | 0.21 | 0.21 | 0.21 | 0.21 | 0.21 | 0.21 | 0.21 | 0.21 | 0.21 | 0.21 | 0.21 | 0.21 | 0.21 | 0.21 | 0.21 | 0.21 | 0 | 0 | 0 | 0 | 0 | 0 | 0 | 0 | 0 | 0 | 0 | 0 | 0 | 0 | 0 | 0 | 0 | 0 | 0 | 0 | 0 | 0 | 0 | 0
[19 empty] | Variable env & social | Input | £000s | 0 | 0 | 0 | 0 | 0 | 0 | 0 | 0 | 0 | 0 | 0 | 0 | 0 | 0 | 0 | 0 | 0 | 0 | 0 | 0 | 0 | 0 | 0 | 0 | 0 | 0 | 0 | 0 | 0 | 0 | 0 | 0 | 0 | 0 | 0 | 0 | 0 | 0 | 0 | 0 | 0 | 0 | 0 | 0 | 0 | 0 | 0 | 0 | 0 | 0 | 0 | 0 | 0 | 0 | 0 | 0 | 0 | 0 | 0 | 0 | 0 | 0 | 0 | 0 | 0 | 0 | 0 | 0 | 0 | 0 | 0 | 0 | 0 | 0 | 0 | 0 | 0 | 0 | 0 | 0 | 0 | 0 | 0 | 0 | 0 | 0 | 0 | 0 | 0 | 0 | 0 | 0 | 0 | 0 | 0 | 0 | 0 | 0 | 0 | 0 | 0 | 0 | 0 | 0
[19 empty] | Fixed carbon costs | Input | £000s | -21.9684 | -44.2878 | -66.1527 | -87.5513 | -108.4765 | -128.9254 | -148.8984 | -168.3988 | -187.4326 | -206.0074 | -224.1329 | -258.1189 | -293.2117 | -329.2419 | -366.06 | -403.5346 | -441.5498 | -480.0166 | -518.8212 | -557.8985 | -597.1813 | -636.6109 | -676.137 | -715.7161 | -755.311 | -725.6153 | -694.0711 | -662.9718 | -632.4447 | -602.5943 | -573.5049 | -546.7556 | -520.1085 | -494.3272 | -469.372 | -444.8521 | -421.341 | -398.3706 | -376.1679 | -354.8388 | -334.3325 | -313.4051 | -293.6645 | -274.6108 | -256.5253 | -239.1754 | -222.927 | -207.3423 | -192.6646 | -178.7675 | -165.6905 | -153.5569 | -142.1499 | -131.4816 | -121.3938 | -112.0941 | -103.2406 | -95.0977 | -87.4564 | -80.3808 | -73.7437 | -67.8685 | -62.3516 | -57.2393 | -52.5122 | -48.1963 | -44.1485 | -40.4073 | -36.9759 | -33.8021 | -30.897 | -28.2726 | -25.8655 | -23.6239 | -21.5707 | -19.6875 | -17.9632 | -16.3949 | -14.938 | -13.6228 | 0 | 0 | 0 | 0 | 0 | 0 | 0 | 0 | 0 | 0 | 0 | 0 | 0 | 0 | 0 | 0 | 0 | 0 | 0 | 0 | 0 | 0 | 0 | 0
[19 empty] | Variable carbon costs | Input | £000s | 0 | 0 | 0 | 0 | 0 | 0 | 0 | 0 | 0 | 0 | 0 | 0 | 0 | 0 | 0 | 0 | 0 | 0 | 0 | 0 | 0 | 0 | 0 | 0 | 0 | 0 | 0 | 0 | 0 | 0 | 0 | 0 | 0 | 0 | 0 | 0 | 0 | 0 | 0 | 0 | 0 | 0 | 0 | 0 | 0 | 0 | 0 | 0 | 0 | 0 | 0 | 0 | 0 | 0 | 0 | 0 | 0 | 0 | 0 | 0 | 0 | 0 | 0 | 0 | 0 | 0 | 0 | 0 | 0 | 0 | 0 | 0 | 0 | 0 | 0 | 0 | 0 | 0 | 0 | 0 | 0 | 0 | 0 | 0 | 0 | 0 | 0 | 0 | 0 | 0 | 0 | 0 | 0 | 0 | 0 | 0 | 0 | 0 | 0 | 0 | 0 | 0 | 0 | 0
[19 empty] | Customer willingness to pay | Input | £000s | -641.0923 | -747.236 | -747.236 | -747.236 | -747.236 | -747.236 | -747.236 | -747.236 | -747.236 | -747.236 | -747.236 | -747.236 | -747.236 | -747.236 | -747.236 | -747.236 | -747.236 | -747.236 | -747.236 | -747.236 | -747.236 | -747.236 | -747.236 | -747.236 | -747.236 | -747.236 | -747.236 | -747.236 | -747.236 | -747.236 | -747.236 | -747.236 | -747.236 | -747.236 | -747.236 | -747.236 | -747.236 | -747.236 | -747.236 | -747.236 | -747.236 | -747.236 | -747.236 | -747.236 | -747.236 | -747.236 | -747.236 | -747.236 | -747.236 | -747.236 | -712.5218 | -681.4516 | -652.8422 | -626.4989 | -602.2421 | -579.9065 | -559.34 | -540.4025 | -506.8023 | -466.6611 | -429.6994 | -395.6652 | -364.3266 | -335.4703 | -308.8994 | -284.4331 | -261.9047 | -241.1606 | -222.0596 | -204.4714 | -188.2763 | -173.3639 | -159.6327 | -146.989 | -135.3468 | -124.6267 | -114.7557 | -105.6665 | -97.2972 | -89.5908 | 0 | 0 | 0 | 0 | 0 | 0 | 0 | 0 | 0 | 0 | 0 | 0 | 0 | 0 | 0 | 0 | 0 | 0 | 0 | 0 | 0 | 0 | 0 | 0
[19 empty] | Total | Sum of above (excl WAFU) | £000s | 424.1362 | 226.7134 | 43.6141 | -126.2483 | -283.8784 | -430.2045 | -566.0846 | -692.3118 | -809.6189 | -918.6835 | -1020.1315 | -1130.8406 | -1236.5795 | -1337.6603 | -1434.3769 | -1527.0055 | -1615.8064 | -1701.0364 | -1782.9003 | -1861.6265 | -1937.4177 | -2010.4642 | -2080.9444 | -2149.026 | -2214.8659 | -2655.231 | -2470.8356 | -2298.9915 | -2138.8673 | -1989.6845 | -1850.7144 | -1722.7875 | -1602.9766 | -1491.4104 | -1387.4649 | -1290.2111 | -1199.7269 | -1115.0881 | -1036.1014 | -962.4858 | -893.8344 | -828.5751 | -768.014 | -711.3729 | -658.6773 | -609.4584 | -563.8652 | -521.2599 | -481.7019 | -444.895 | -410.7229 | -379.1649 | -349.8721 | -322.7346 | -297.482 | -274.2187 | -252.5075 | -232.5253 | -213.9825 | -196.8688 | -180.9887 | -166.6026 | -153.2488 | -140.9203 | -129.5487 | -119.1145 | -109.433 | -100.5043 | -92.2963 | -84.7243 | -77.7693 | -71.4157 | -65.5749 | -60.1714 | -55.2068 | -50.6429 | -46.4501 | -42.6089 | -39.0591 | -35.8168 | 0 | 0 | 0 | 0 | 0 | 0 | 0 | 0 | 0 | 0 | 0 | 0 | 0 | 0 | 0 | 0 | 0 | 0 | 0 | 0 | 0 | 0 | 0 | 0
61.2x | Dashboard | WE2 | Customer education / awareness | y | 2020-21 | Capacity | 1.2504 | 6488.185 | 0 | 597.5645 | -609.8894 | -2814.8358 | -2102.6117 | -4929.7724 | -0.18996 | -75.9808 | 3 | 3 | Gains in WAFU / Savings in demand | Input | Ml/d | 0.106 | 0.23143 | 0.34217 | 0.44301 | 0.53368 | 0.60474 | 0.66935 | 0.72884 | 0.78361 | 0.83405 | 0.8805 | 0.92327 | 0.96264 | 0.9989 | 1.0323 | 1.063 | 1.0913 | 1.1174 | 1.1414 | 1.1635 | 1.1839 | 1.2026 | 1.2199 | 1.2357 | 1.2504 | 1.1578 | 1.0448 | 0.9441 | 0.85406 | 0.77329 | 0.71205 | 0.65565 | 0.60372 | 0.5559 | 0.51187 | 0.47133 | 0.434 | 0.39962 | 0.36797 | 0.33883 | 0.31199 | 0.28728 | 0.26452 | 0.24357 | 0.22428 | 0.20652 | 0.19016 | 0.1751 | 0.16123 | 0.14846 | 0.1367 | 0.12587 | 0.1159 | 0.10672 | 0.09827 | 0.090487 | 0.08332 | 0.076721 | 0.070644 | 0.065049 | 0.059896 | 0.055152 | 0.050784 | 0.046762 | 0.043058 | 0.039648 | 0.03605 | 0.032738 | 0.029687 | 0.026879 | 0.024293 | 0.021912 | 0.019719 | 0.0177 | 0.015841 | 0.014129 | 0.012553 | 0.011101 | 0.0097649 | 0.0085343 | 0.0074012 | 0.0063578 | 0.0053971 | 0.0045125 | 0.0036979 | 0.0029478 | 0.0022572 | 0.0016213 | 0.0010357 | 0.00049649 | 0 | 0 | 0 | 0 | 0 | 0 | 0 | 0 | 0 | 0 | 0 | 0 | 0 | 0
[19 empty] | Fixed capex | Input | £000s | 0 | 0 | 0 | 0 | 0 | 0 | 0 | 0 | 0 | 0 | 0 | 0 | 0 | 0 | 0 | 0 | 0 | 0 | 0 | 0 | 0 | 0 | 0 | 0 | 0 | 0 | 0 | 0 | 0 | 0 | 0 | 0 | 0 | 0 | 0 | 0 | 0 | 0 | 0 | 0 | 0 | 0 | 0 | 0 | 0 | 0 | 0 | 0 | 0 | 0 | 0 | 0 | 0 | 0 | 0 | 0 | 0 | 0 | 0 | 0 | 0 | 0 | 0 | 0 | 0 | 0 | 0 | 0 | 0 | 0 | 0 | 0 | 0 | 0 | 0 | 0 | 0 | 0 | 0 | 0 | 0 | 0 | 0 | 0 | 0 | 0 | 0 | 0 | 0 | 0 | 0 | 0 | 0 | 0 | 0 | 0 | 0 | 0 | 0 | 0 | 0 | 0 | 0 | 0
[19 empty] | Variable capex | Input | £000s | 0 | 0 | 0 | 0 | 0 | 0 | 0 | 0 | 0 | 0 | 0 | 0 | 0 | 0 | 0 | 0 | 0 | 0 | 0 | 0 | 0 | 0 | 0 | 0 | 0 | 0 | 0 | 0 | 0 | 0 | 0 | 0 | 0 | 0 | 0 | 0 | 0 | 0 | 0 | 0 | 0 | 0 | 0 | 0 | 0 | 0 | 0 | 0 | 0 | 0 | 0 | 0 | 0 | 0 | 0 | 0 | 0 | 0 | 0 | 0 | 0 | 0 | 0 | 0 | 0 | 0 | 0 | 0 | 0 | 0 | 0 | 0 | 0 | 0 | 0 | 0 | 0 | 0 | 0 | 0 | 0 | 0 | 0 | 0 | 0 | 0 | 0 | 0 | 0 | 0 | 0 | 0 | 0 | 0 | 0 | 0 | 0 | 0 | 0 | 0 | 0 | 0 | 0 | 0
[19 empty] | Financing costs | Input | £000s | 0 | 0 | 0 | 0 | 0 | 0 | 0 | 0 | 0 | 0 | 0 | 0 | 0 | 0 | 0 | 0 | 0 | 0 | 0 | 0 | 0 | 0 | 0 | 0 | 0 | 0 | 0 | 0 | 0 | 0 | 0 | 0 | 0 | 0 | 0 | 0 | 0 | 0 | 0 | 0 | 0 | 0 | 0 | 0 | 0 | 0 | 0 | 0 | 0 | 0 | 0 | 0 | 0 | 0 | 0 | 0 | 0 | 0 | 0 | 0 | 0 | 0 | 0 | 0 | 0 | 0 | 0 | 0 | 0 | 0 | 0 | 0 | 0 | 0 | 0 | 0 | 0 | 0 | 0 | 0 | 0 | 0 | 0 | 0 | 0 | 0 | 0 | 0 | 0 | 0 | 0 | 0 | 0 | 0 | 0 | 0 | 0 | 0 | 0 | 0 | 0 | 0 | 0 | 0
[19 empty] | Fixed opex | Input | £000s | 0 | 0 | 0 | 0 | 0 | 0 | 0 | 0 | 0 | 0 | 0 | 0 | 0 | 0 | 0 | 0 | 0 | 0 | 0 | 0 | 0 | 0 | 0 | 0 | 0 | 0 | 0 | 0 | 0 | 0 | 0 | 0 | 0 | 0 | 0 | 0 | 0 | 0 | 0 | 0 | 0 | 0 | 0 | 0 | 0 | 0 | 0 | 0 | 0 | 0 | 0 | 0 | 0 | 0 | 0 | 0 | 0 | 0 | 0 | 0 | 0 | 0 | 0 | 0 | 0 | 0 | 0 | 0 | 0 | 0 | 0 | 0 | 0 | 0 | 0 | 0 | 0 | 0 | 0 | 0 | 0 | 0 | 0 | 0 | 0 | 0 | 0 | 0 | 0 | 0 | 0 | 0 | 0 | 0 | 0 | 0 | 0 | 0 | 0 | 0 | 0 | 0 | 0 | 0
[19 empty] | Variable opex | Input | £000s | 11.7925 | 17.2647 | 21.3689 | 24.9259 | 27.7715 | 30.0479 | 31.8691 | 33.326 | 34.4916 | 35.424 | 36.17 | 36.7667 | 37.2441 | 37.626 | 37.9316 | 38.176 | 38.3716 | 38.528 | 38.6532 | 38.7533 | 38.8334 | 38.8974 | 38.9487 | 38.9897 | 39.0225 | 27.2563 | 21.805 | 17.444 | 13.9552 | 11.1642 | 8.9313 | 7.1451 | 5.7161 | 4.5728 | 3.6583 | 2.9266 | 2.3413 | 1.873 | 1.4984 | 1.1987 | 0.95899 | 0.7672 | 0.61376 | 0.49101 | 0.3928 | 0.31424 | 0.25139 | 0.20112 | 0.16089 | 0.12871 | 0.10297 | 0.082377 | 0.065902 | 0.052721 | 0.042177 | 0.033742 | 0.026993 | 0.021595 | 0.017276 | 0.013821 | 0.011056 | 0.0088452 | 0.0070761 | 0.0056609 | 0.0045287 | 0.003623 | 0.0028958 | 0.0023139 | 0.0018484 | 0.0014759 | 0.001178 | 0.00093966 | 0.00074898 | 0.00059644 | 0.0004744 | 0.00037677 | 0.00029867 | 0.00023619 | 0.0001862 | 0.00014621 | 0 | 0 | 0 | 0 | 0 | 0 | 0 | 0 | 0 | 0 | 0 | 0 | 0 | 0 | 0 | 0 | 0 | 0 | 0 | 0 | 0 | 0 | 0 | 0
[19 empty] | Opex savings | Input | £000s | -3.6369 | -7.9403 | -11.7399 | -15.1998 | -18.3107 | -20.7486 | -22.9653 | -25.0064 | -26.8858 | -28.6164 | -30.2099 | -31.6772 | -33.0283 | -34.2724 | -35.4179 | -36.4728 | -37.444 | -38.3383 | -39.1618 | -39.9201 | -40.6183 | -41.2612 | -41.8532 | -42.3983 | -42.9003 | -39.7256 | -35.8477 | -32.3922 | -29.3027 | -26.5317 | -24.4303 | -22.4953 | -20.7136 | -19.073 | -17.5623 | -16.1713 | -14.8904 | -13.711 | -12.6251 | -11.6251 | -10.7043 | -9.8565 | -9.0758 | -8.357 | -7.6951 | -7.0856 | -6.5244 | -6.0076 | -5.5318 | -5.0936 | -4.6902 | -4.3187 | -3.9766 | -3.6617 | -3.3717 | -3.1046 | -2.8587 | -2.6323 | -2.4238 | -2.2318 | -2.055 | -1.8923 | -1.7424 | -1.6044 | -1.4773 | -1.3603 | -1.2369 | -1.1232 | -1.0186 | -0.92222 | -0.83349 | -0.75179 | -0.67656 | -0.60728 | -0.5435 | -0.48477 | -0.43068 | -0.38089 | -0.33503 | -0.29281 | 0 | 0 | 0 | 0 | 0 | 0 | 0 | 0 | 0 | 0 | 0 | 0 | 0 | 0 | 0 | 0 | 0 | 0 | 0 | 0 | 0 | 0 | 0 | 0
[19 empty] | Fixed env & social | Input | £000s | 0 | 0 | 0 | 0 | 0 | 0 | 0 | 0 | 0 | 0 | 0 | 0 | 0 | 0 | 0 | 0 | 0 | 0 | 0 | 0 | 0 | 0 | 0 | 0 | 0 | 0 | 0 | 0 | 0 | 0 | 0 | 0 | 0 | 0 | 0 | 0 | 0 | 0 | 0 | 0 | 0 | 0 | 0 | 0 | 0 | 0 | 0 | 0 | 0 | 0 | 0 | 0 | 0 | 0 | 0 | 0 | 0 | 0 | 0 | 0 | 0 | 0 | 0 | 0 | 0 | 0 | 0 | 0 | 0 | 0 | 0 | 0 | 0 | 0 | 0 | 0 | 0 | 0 | 0 | 0 | 0 | 0 | 0 | 0 | 0 | 0 | 0 | 0 | 0 | 0 | 0 | 0 | 0 | 0 | 0 | 0 | 0 | 0 | 0 | 0 | 0 | 0 | 0 | 0
[19 empty] | Variable env & social | Input | £000s | 0 | 0 | 0 | 0 | 0 | 0 | 0 | 0 | 0 | 0 | 0 | 0 | 0 | 0 | 0 | 0 | 0 | 0 | 0 | 0 | 0 | 0 | 0 | 0 | 0 | 0 | 0 | 0 | 0 | 0 | 0 | 0 | 0 | 0 | 0 | 0 | 0 | 0 | 0 | 0 | 0 | 0 | 0 | 0 | 0 | 0 | 0 | 0 | 0 | 0 | 0 | 0 | 0 | 0 | 0 | 0 | 0 | 0 | 0 | 0 | 0 | 0 | 0 | 0 | 0 | 0 | 0 | 0 | 0 | 0 | 0 | 0 | 0 | 0 | 0 | 0 | 0 | 0 | 0 | 0 | 0 | 0 | 0 | 0 | 0 | 0 | 0 | 0 | 0 | 0 | 0 | 0 | 0 | 0 | 0 | 0 | 0 | 0 | 0 | 0 | 0 | 0 | 0 | 0
[19 empty] | Fixed carbon costs | Input | £000s | -7.0986 | -15.9825 | -24.3462 | -32.448 | -40.2054 | -46.8234 | -53.226 | -59.4813 | -65.5911 | -71.5578 | -77.3844 | -88.6777 | -100.316 | -112.2466 | -124.4228 | -136.8037 | -149.3531 | -162.0395 | -174.835 | -187.7156 | -200.6602 | -213.6506 | -226.6711 | -239.7081 | -252.7501 | -243.4952 | -228.2525 | -213.9554 | -200.5187 | -187.8676 | -178.7986 | -170.4591 | -162.1515 | -154.1138 | -146.3336 | -138.6892 | -131.3592 | -124.1979 | -117.2759 | -110.6262 | -104.2331 | -97.7086 | -91.5542 | -85.6139 | -79.9755 | -74.5665 | -69.5008 | -64.642 | -60.066 | -55.7334 | -51.6565 | -47.8736 | -44.3173 | -40.9913 | -37.8463 | -34.947 | -32.1868 | -29.6481 | -27.2658 | -25.0599 | -22.9907 | -21.159 | -19.439 | -17.8452 | -16.3715 | -15.0259 | -13.5916 | -12.2685 | -11.0564 | -9.9383 | -8.9164 | -7.9923 | -7.1462 | -6.3625 | -5.6466 | -4.9921 | -4.3948 | -3.8524 | -3.3531 | -2.9024 | 0 | 0 | 0 | 0 | 0 | 0 | 0 | 0 | 0 | 0 | 0 | 0 | 0 | 0 | 0 | 0 | 0 | 0 | 0 | 0 | 0 | 0 | 0 | 0
[19 empty] | Variable carbon costs | Input | £000s | 0 | 0 | 0 | 0 | 0 | 0 | 0 | 0 | 0 | 0 | 0 | 0 | 0 | 0 | 0 | 0 | 0 | 0 | 0 | 0 | 0 | 0 | 0 | 0 | 0 | 0 | 0 | 0 | 0 | 0 | 0 | 0 | 0 | 0 | 0 | 0 | 0 | 0 | 0 | 0 | 0 | 0 | 0 | 0 | 0 | 0 | 0 | 0 | 0 | 0 | 0 | 0 | 0 | 0 | 0 | 0 | 0 | 0 | 0 | 0 | 0 | 0 | 0 | 0 | 0 | 0 | 0 | 0 | 0 | 0 | 0 | 0 | 0 | 0 | 0 | 0 | 0 | 0 | 0 | 0 | 0 | 0 | 0 | 0 | 0 | 0 | 0 | 0 | 0 | 0 | 0 | 0 | 0 | 0 | 0 | 0 | 0 | 0 | 0 | 0 | 0 | 0 | 0 | 0
[19 empty] | Customer willingness to pay | Input | £000s | -60.0037 | -81.62 | -81.62 | -81.62 | -81.62 | -81.62 | -81.62 | -81.62 | -81.62 | -81.62 | -81.62 | -81.62 | -81.62 | -81.62 | -81.62 | -81.62 | -81.62 | -81.62 | -81.62 | -81.62 | -81.62 | -81.62 | -81.62 | -81.62 | -81.62 | -81.62 | -81.62 | -81.62 | -81.62 | -81.62 | -81.62 | -81.62 | -81.62 | -81.62 | -81.62 | -81.62 | -81.62 | -81.62 | -81.62 | -81.62 | -81.62 | -81.62 | -81.62 | -81.62 | -81.62 | -80.7657 | -77.1393 | -73.8001 | -70.7253 | -67.8941 | -65.2872 | -62.8867 | -60.6764 | -58.6411 | -54.4675 | -50.1535 | -46.1811 | -42.5233 | -39.1553 | -36.054 | -33.1983 | -30.5689 | -28.1477 | -25.9182 | -23.8654 | -21.9751 | -19.9812 | -18.1452 | -16.4547 | -14.898 | -13.4646 | -12.1448 | -10.9294 | -9.8104 | -8.78 | -7.8312 | -6.9575 | -6.1531 | -5.4123 | -4.7303 | 0 | 0 | 0 | 0 | 0 | 0 | 0 | 0 | 0 | 0 | 0 | 0 | 0 | 0 | 0 | 0 | 0 | 0 | 0 | 0 | 0 | 0 | 0 | 0
[19 empty] | Total | Sum of above (excl WAFU) | £000s | -250.3656 | -489.5895 | -710.8207 | -915.1134 | -1103.8771 | -1277.0821 | -1437.124 | -1585.0696 | -1721.8232 | -1848.2269 | -1965.064 | -2078.6653 | -2184.5804 | -2283.3783 | -2375.5877 | -2461.6997 | -2542.1699 | -2617.4209 | -2687.8447 | -2753.8041 | -2815.6357 | -2873.6506 | -2928.1371 | -2979.3621 | -3027.5723 | -2807.4372 | -2591.6792 | -2392.2055 | -2207.8244 | -2037.4209 | -1883.2071 | -1740.9493 | -1609.1146 | -1487.1611 | -1374.3497 | -1269.8825 | -1173.3103 | -1083.9044 | -1001.1953 | -924.7161 | -853.988 | -788.1953 | -727.4438 | -671.2122 | -619.251 | -571.1762 | -526.8146 | -485.7648 | -447.8583 | -412.8301 | -380.485 | -350.6698 | -323.1406 | -297.7384 | -274.2642 | -252.6446 | -232.6458 | -214.233 | -197.2334 | -181.5673 | -167.1037 | -153.8589 | -141.6295 | -130.3585 | -119.9738 | -110.4231 | -101.4176 | -93.1229 | -85.4914 | -78.4623 | -71.9974 | -66.0614 | -60.6004 | -55.5673 | -50.9385 | -46.6811 | -42.7662 | -39.169 | -35.8568 | -32.816 | 0 | 0 | 0 | 0 | 0 | 0 | 0 | 0 | 0 | 0 | 0 | 0 | 0 | 0 | 0 | 0 | 0 | 0 | 0 | 0 | 0 | 0 | 0 | 0
Note on DW1: Author: At year 126 this drops to 2%
Note on V2: The original formulae assumed 80 whatever number was put here. The formulae in this sheet will take account of the number.
Note on X2: Cells X2:CY2 contain a factor to calculate NPV based on variable discount rate - please do not adjust
Note on CY2: Formula can be copied across to the right if appraisal period extends beyond 80 years

## 6. Preferred (Scenario Yr)
Table 6: Preferred list of water management options
DRY YEAR PLANNED GAINS IN WAFU OR SAVINGS IN DEMAND (Ml/d) - TO BE COMPLETED FOR ALL PREFERRED OPTIONS (WAFU gains for each year are individual year gains and not cumulative gains)
Row Ref | Option Name [Insert / delete non-numbered lines to suit] | Option Reference No. | Unit | Decimal places | 2017-18 | For info 2017-18 | For info 2018-19 | For info 2019-20 | 2020-21 | 2021-22 | 2022-23 | 2023-24 | 2024-25 | 2025-26 | 2026-27 | 2027-28 | 2028-29 | 2029-2030 | 2030-2031 | 2031-2032 | 2032-33 | 2033-34 | 2034-35 | 2035-36 | 2036-37 | 2037-38 | 2038-39 | 2039-40 | 2040-41 | 2041-42 | 2042-43 | 2043-44 | 2044-45
58 | Resource Management | - | Ml/d | 2 | 0 | 0 | 0 | 0 | 0 | 0 | 0 | 0 | 0 | 0 | 0 | 0 | 0 | 0 | 0 | 0 | 0 | 0 | 0 | 0 | 0 | 0 | 0 | 0 | 0 | 0 | 0 | 0 | 0
58.1 | Increase raw water abstractions | - | Ml/d | 2 | 0 | 0 | 0 | 0 | 0 | 0 | 0 | 0 | 0 | 0 | 0 | 0 | 0 | 0 | 0 | 0 | 0 | 0 | 0 | 0 | 0 | 0 | 0 | 0 | 0 | 0 | 0 | 0 | 0
- |  |  | Ml/d | 2
- | (insert row above) | - | - |  | - | - | - | - | bar: 2020-21 to 2044-45
58.2 | Raw water imports | - | Ml/d | 2 | 0 | 0 | 0 | 0 | 0 | 0 | 0 | 0 | 0 | 0 | 0 | 0 | 0 | 0 | 0 | 0 | 0 | 0 | 0 | 0 | 0 | 0 | 0 | 0 | 0 | 0 | 0 | 0 | 0
- |  |  | Ml/d | 2
- | (insert row above) | - | - |  | - | - | - | - | bar: 2020-21 to 2044-45
58.3 | Potable water Imports (input reductions as -ve) | - | Ml/d | 2 | 0 | 0 | 0 | 0 | 0 | 0 | 0 | 0 | 0 | 0 | 0 | 0 | 0 | 0 | 0 | 0 | 0 | 0 | 0 | 0 | 0 | 0 | 0 | 0 | 0 | 0 | 0 | 0 | 0
- |  |  | Ml/d | 2
- | (insert row above) | - | - |  | - | - | - | - | bar: 2020-21 to 2044-45
58.4 | Reduce raw water losses and operational use (input as -ve) | - | Ml/d | 2 | 0 | 0 | 0 | 0 | 0 | 0 | 0 | 0 | 0 | 0 | 0 | 0 | 0 | 0 | 0 | 0 | 0 | 0 | 0 | 0 | 0 | 0 | 0 | 0 | 0 | 0 | 0 | 0 | 0
- |  |  | Ml/d | 2
- | (insert row above) | - | - |  | - | - | - | - | bar: 2020-21 to 2044-45
58.5 | Reduced raw water export (including non potable supplies) |  | Ml/d | 2 | 0 | 0 | 0 | 0 | 0 | 0 | 0 | 0 | 0 | 0 | 0 | 0 | 0 | 0 | 0 | 0 | 0 | 0 | 0 | 0 | 0 | 0 | 0 | 0 | 0 | 0 | 0 | 0 | 0
58.51 | Reduce raw water exports (input as -ve) | - | Ml/d | 2 | 0 | 0 | 0 | 0 | 0 | 0 | 0 | 0 | 0 | 0 | 0 | 0 | 0 | 0 | 0 | 0 | 0 | 0 | 0 | 0 | 0 | 0 | 0 | 0 | 0 | 0 | 0 | 0 | 0
- |  |  | Ml/d | 2
- | (insert row above) | - | - |  | - | - | - | - | bar: 2020-21 to 2044-45
58.52 | Reduce non potable supplies (input as -ve) | - | Ml/d | 2 | 0 | 0 | 0 | 0 | 0 | 0 | 0 | 0 | 0 | 0 | 0 | 0 | 0 | 0 | 0 | 0 | 0 | 0 | 0 | 0 | 0 | 0 | 0 | 0 | 0 | 0 | 0 | 0 | 0
- |  |  | Ml/d | 2
- | (insert row above) | - | - |  | - | - | - | - | bar: 2020-21 to 2044-45
58.6 | Reduce potable water exports (input as -ve) | - | Ml/d |  | 0 | 0 | 0 | 0 | 0 | 0 | 0 | 0 | 0 | 0 | 0 | 0 | 0 | 0 | 0 | 0 | 0 | 0 | 0 | 0 | 0 | 0 | 0 | 0 | 0 | 0 | 0 | 0 | 0
- |  |  | Ml/d | 2
- | (insert row above) | - | - |  | - | - | - | - | bar: 2020-21 to 2044-45
58.7 | Other options to increase deployable output | - | Ml/d |  | 0 | 0 | 0 | 0 | 0 | 0 | 0 | 0 | 0 | 0 | 0 | 0 | 0 | 0 | 0 | 0 | 0 | 0 | 0 | 0 | 0 | 0 | 0 | 0 | 0 | 0 | 0 | 0 | 0
- |  |  | Ml/d | 2
- | (insert row above) | - | - |  | - | - | - | - | bar: 2020-21 to 2044-45
59 | Distribution Side Management | - |  |  | 0 | 0 | 0 | 0 | -2.0759 | -4.1504 | -6.2363 | -8.3423 | -10.491 | -10.8944 | -11.3022 | -11.7005 | -12.1092 | -12.5182 | -12.9175 | -13.327 | -13.7267 | -14.1366 | -14.5467 | -14.9469 | -15.3572 | -15.7675 | -16.168 | -16.5785 | -16.979 | -17.3896 | -17.8002 | -18.2008 | -18.6114
59.1 | Reduce distribution losses (input as -ve) | - | Ml/d | 2 | 0 | 0 | 0 | 0 | -2.0759 | -4.1504 | -6.2363 | -8.3423 | -10.491 | -10.8944 | -11.3022 | -11.7005 | -12.1092 | -12.5182 | -12.9175 | -13.327 | -13.7267 | -14.1366 | -14.5467 | -14.9469 | -15.3572 | -15.7675 | -16.168 | -16.5785 | -16.979 | -17.3896 | -17.8002 | -18.2008 | -18.6114
| ALY - 15% leakage reduction in 5 years |  | Ml/d | 2 | 0 | 0 | 0 | 0 | -2.0759 | -4.1504 | -6.2363 | -8.3423 | -10.491 | -10.8944 | -11.3022 | -11.7005 | -12.1092 | -12.5182 | -12.9175 | -13.327 | -13.7267 | -14.1366 | -14.5467 | -14.9469 | -15.3572 | -15.7675 | -16.168 | -16.5785 | -16.979 | -17.3896 | -17.8002 | -18.2008 | -18.6114
- | (insert row above) | - | - |  | - | - | - | - | bar: 2020-21 to 2044-45
59.2 | Reduce distribution system operational use (DSOU) (input as -ve) | - | Ml/d | 2 | 0 | 0 | 0 | 0 | 0 | 0 | 0 | 0 | 0 | 0 | 0 | 0 | 0 | 0 | 0 | 0 | 0 | 0 | 0 | 0 | 0 | 0 | 0 | 0 | 0 | 0 | 0 | 0 | 0
- |  |  | Ml/d | 2
- | (insert row above) | - | - |  | - | - | - | - | bar: 2020-21 to 2044-45
60 | Production Side Management, Specify Below.... | - |  | 2 | 0 | 0 | 0 | 0 | 0 | 0 | 0 | 0 | 0 | 0 | 0 | 0 | 0 | 0 | 0 | 0 | 0 | 0 | 0 | 0 | 0 | 0 | 0 | 0 | 0 | 0 | 0 | 0 | 0
60.1 | Reduce treatment works losses (input as -ve) | - | Ml/d | 2 | 0 | 0 | 0 | 0 | 0 | 0 | 0 | 0 | 0 | 0 | 0 | 0 | 0 | 0 | 0 | 0 | 0 | 0 | 0 | 0 | 0 | 0 | 0 | 0 | 0 | 0 | 0 | 0 | 0
- |  |  | Ml/d | 2
- | (insert row above) | - | - |  | - | - | - | - | bar: 2020-21 to 2044-45
60.2 | Reduce outages (input as -ve) | - | Ml/d | 2 | 0 | 0 | 0 | 0 | 0 | 0 | 0 | 0 | 0 | 0 | 0 | 0 | 0 | 0 | 0 | 0 | 0 | 0 | 0 | 0 | 0 | 0 | 0 | 0 | 0 | 0 | 0 | 0 | 0
- |  |  | Ml/d | 2
- | (insert row above) | - | - |  | - | - | - | - | bar: 2020-21 to 2044-45
61 | Customer Side Management | - |  | 2 | 0 | 0 | 0 | 0 | -0.79298 | -1.6683 | -2.5185 | -3.3118 | -3.9364 | -4.2282 | -4.4916 | -4.7354 | -4.9521 | -5.1475 | -5.324 | -5.4833 | -5.6293 | -5.763 | -5.8792 | -5.9834 | -6.0803 | -6.1636 | -6.2379 | -6.3035 | -6.3658 | -6.4243 | -6.4783 | -6.5216 | -6.5623
61.1 | Change volume delivered to measured non households (input reductions as -ve) | - | Ml/d | 2 | 0 | 0 | 0 | 0 | 0 | 0 | 0 | 0 | 0 | 0 | 0 | 0 | 0 | 0 | 0 | 0 | 0 | 0 | 0 | 0 | 0 | 0 | 0 | 0 | 0 | 0 | 0 | 0 | 0
- |  |  | Ml/d | 2
- | (insert row above) | - | - |  | - | - | - | - | bar: 2020-21 to 2044-45
61.2 | Change volume delivered to unmeasured non households (input reductions as -ve) | - | Ml/d | 2 | 0 | 0 | 0 | 0 | -0.0040436 | -0.0060932 | -0.0067079 | -0.0068093 | -0.0080093 | -0.011505 | -0.014338 | -0.016622 | -0.0184 | -0.019759 | -0.02077 | -0.021467 | -0.021907 | -0.022162 | -0.022233 | -0.022158 | -0.021963 | -0.021669 | -0.021297 | -0.020837 | -0.020351 | -0.019846 | -0.019304 | -0.018745 | -0.018192
- | WE1 Home Check |  | Ml/d | 2 | 0 | 0 | 0 | 0 | -0.0030825 | -0.0044954 | -0.0049152 | -0.0049761 | -0.0058508 | -0.0084539 | -0.010584 | -0.012313 | -0.013669 | -0.014711 | -0.015494 | -0.016039 | -0.01639 | -0.016602 | -0.016673 | -0.016634 | -0.016502 | -0.016295 | -0.016029 | -0.015696 | -0.015341 | -0.014973 | -0.014575 | -0.014164 | -0.013757
| WE2 Customer Engagement Dashboard |  | Ml/d | 2 | 0 | 0 | 0 | 0 | -0.00096103 | -0.0015978 | -0.0017927 | -0.0018331 | -0.0021585 | -0.003051 | -0.0037534 | -0.0043081 | -0.0047312 | -0.0050475 | -0.0052769 | -0.0054283 | -0.0055166 | -0.0055606 | -0.0055599 | -0.0055247 | -0.0054606 | -0.0053732 | -0.0052679 | -0.0051416 | -0.0050093 | -0.0048735 | -0.0047289 | -0.0045808 | -0.0044343
- | (insert row above) | - | - |  | - | - | - | - | bar: 2020-21 to 2044-45
61.3 | Change volume delivered to measured households (input reductions as -ve) | - | Ml/d | 2 | 0 | 0 | 0 | 0 | 0.0070669 | 0.19489 | 0.48201 | 0.7773 | 0.84247 | 0.40565 | -0.0059526 | -0.3937 | -0.75827 | -1.0997 | -1.4198 | -1.7194 | -2.0021 | -2.2643 | -2.5094 | -2.7384 | -2.9559 | -3.1557 | -3.3421 | -3.5167 | -3.6827 | -3.8379 | -3.9883 | -4.1243 | -4.2516
| M1a Met uplift optional |  | Ml/d | 2 | 0 | 0 | 0 | 0 | 0.39144 | 0.98092 | 1.6553 | 2.3216 | 2.7396 | 2.6301 | 2.5246 | 2.4263 | 2.3369 | 2.2506 | 2.1694 | 2.0929 | 2.0232 | 1.955 | 1.8905 | 1.8293 | 1.7733 | 1.7181 | 1.6655 | 1.6154 | 1.5687 | 1.5241 | 1.4833 | 1.4424 | 1.4032
| WE1 Home Check |  | Ml/d | 2 | 0 | 0 | 0 | 0 | -0.29302 | -0.58047 | -0.86066 | -1.1298 | -1.3873 | -1.6347 | -1.8669 | -2.0865 | -2.2953 | -2.4889 | -2.6702 | -2.8397 | -3.0013 | -3.1487 | -3.2859 | -3.4133 | -3.536 | -3.6459 | -3.7476 | -3.8422 | -3.9328 | -4.0169 | -4.1 | -4.1723 | -4.2393
| WE2 Customer Engagement Dashboard |  | Ml/d | 2 | 0 | 0 | 0 | 0 | -0.091354 | -0.20556 | -0.31263 | -0.4145 | -0.50991 | -0.58972 | -0.66367 | -0.73351 | -0.79994 | -0.86143 | -0.91893 | -0.97265 | -1.0239 | -1.0706 | -1.114 | -1.1543 | -1.1932 | -1.2279 | -1.26 | -1.2899 | -1.3186 | -1.3452 | -1.3715 | -1.3944 | -1.4155
- | (insert row above) | - | - |  | - | - | - | - | bar: 2020-21 to 2044-45
61.4 | Change volume delivered to unmeasured households (input reductions as -ve) | - | Ml/d | 2 | 0 | 0 | 0 | 0 | -0.75204 | -1.748 | -2.8118 | -3.8296 | -4.4756 | -4.3416 | -4.204 | -4.0702 | -3.9321 | -3.7954 | -3.6609 | -3.5291 | -3.4008 | -3.2803 | -3.159 | -3.0416 | -2.9281 | -2.8184 | -2.7127 | -2.61 | -2.5123 | -2.4212 | -2.3303 | -2.2428 | -2.1613
- | M1a Met uplift optional |  | Ml/d | 2 | 0 | 0 | 0 | 0 | -0.55404 | -1.3868 | -2.3298 | -3.2589 | -3.841 | -3.6683 | -3.5069 | -3.361 | -3.2204 | -3.0888 | -2.9654 | -2.8494 | -2.7402 | -2.6406 | -2.5431 | -2.4508 | -2.3633 | -2.2802 | -2.2012 | -2.126 | -2.0554 | -1.9905 | -1.9261 | -1.8644 | -1.8076
| WE1 Home Check |  | Ml/d | 2 | 0 | 0 | 0 | 0 | -0.15094 | -0.26646 | -0.3532 | -0.41707 | -0.46358 | -0.49479 | -0.51456 | -0.52538 | -0.52868 | -0.52608 | -0.51875 | -0.50783 | -0.49423 | -0.4792 | -0.46193 | -0.44357 | -0.42438 | -0.40473 | -0.38498 | -0.36458 | -0.34443 | -0.32493 | -0.30524 | -0.28594 | -0.26745
| WE2 Customer Engagement Dashboard |  | Ml/d | 2 | 0 | 0 | 0 | 0 | -0.047058 | -0.094705 | -0.12882 | -0.15364 | -0.17103 | -0.17857 | -0.18247 | -0.18381 | -0.18299 | -0.1805 | -0.17668 | -0.17187 | -0.16635 | -0.16051 | -0.15404 | -0.14732 | -0.14043 | -0.13345 | -0.12652 | -0.11943 | -0.11247 | -0.10576 | -0.099038 | -0.092474 | -0.086207
- | (insert row above) | - | - |  | - | - | - | - | bar: 2020-21 to 2044-45
61.5 | Options to reduce water taken unbilled (input as -ve) | - | Ml/d | 2 | 0 | 0 | 0 | 0 | 0 | 0 | 0 | 0 | 0 | 0 | 0 | 0 | 0 | 0 | 0 | 0 | 0 | 0 | 0 | 0 | 0 | 0 | 0 | 0 | 0 | 0 | 0 | 0 | 0
- |  |  | Ml/d | 2
- | (insert row above) | - | - |  | - | - | - | - | bar: 2020-21 to 2044-45
61.6 | Options impacting on measured Non Household - USPL (input reductions as -ve) |  | l/pr | 2 | 0 | 0 | 0 | 0 | 0 | 0 | 0 | 0 | 0 | 0 | 0 | 0 | 0 | 0 | 0 | 0 | 0 | 0 | 0 | 0 | 0 | 0 | 0 | 0 | 0 | 0 | 0 | 0 | 0
- |  |  | Ml/d | 2
- | (insert row above) | - | - |  | - | - | - | - | bar: 2020-21 to 2044-45
61.7 | Options impacting on unmeasured Non Household - USPL (input reductions as -ve) |  | l/pr | 2 | 0 | 0 | 0 | 0 | 0 | 0 | 0 | 0 | 0 | 0 | 0 | 0 | 0 | 0 | 0 | 0 | 0 | 0 | 0 | 0 | 0 | 0 | 0 | 0 | 0 | 0 | 0 | 0 | 0
- |  |  | Ml/d | 2
- | (insert row above) | - | - |  | - | - | - | - | bar: 2020-21 to 2044-45
61.8 | Options impacting on measured Household - USPL (input reductions as -ve) |  | l/pr | 2 | 0 | 0 | 0 | 0 | 0.013977 | 0.034704 | 0.057875 | 0.080337 | 0.093868 | 0.089258 | 0.084995 | 0.081044 | 0.077373 | 0.073956 | 0.070769 | 0.06779 | 0.065001 | 0.062385 | 0.059927 | 0.057614 | 0.055435 | 0.053377 | 0.051433 | 0.049594 | 0.04785 | 0.046197 | 0.044627 | 0.043135 | 0.041715
- | M1a Met uplift optional |  | Ml/d | 2 | 0 | 0 | 0 | 0 | 0.013977 | 0.034704 | 0.057875 | 0.080337 | 0.093868 | 0.089258 | 0.084995 | 0.081044 | 0.077373 | 0.073956 | 0.070769 | 0.06779 | 0.065001 | 0.062385 | 0.059927 | 0.057614 | 0.055435 | 0.053377 | 0.051433 | 0.049594 | 0.04785 | 0.046197 | 0.044627 | 0.043135 | 0.041715
- | (insert row above) | - | - |  | - | - | - | - | bar: 2020-21 to 2044-45
61.9 | Options impacting on unmeasured Household - USPL (input reductions as -ve) |  | l/pr | 2 | 0 | 0 | 0 | 0 | -0.057937 | -0.14385 | -0.2399 | -0.33301 | -0.3891 | -0.36999 | -0.35232 | -0.33594 | -0.32073 | -0.30656 | -0.29335 | -0.281 | -0.26944 | -0.2586 | -0.24841 | -0.23882 | -0.22979 | -0.22126 | -0.2132 | -0.20558 | -0.19835 | -0.1915 | -0.18499 | -0.1788 | -0.17292
- | M1a Met uplift optional |  | Ml/d | 2 | 0 | 0 | 0 | 0 | -0.057937 | -0.14385 | -0.2399 | -0.33301 | -0.3891 | -0.36999 | -0.35232 | -0.33594 | -0.32073 | -0.30656 | -0.29335 | -0.281 | -0.26944 | -0.2586 | -0.24841 | -0.23882 | -0.22979 | -0.22126 | -0.2132 | -0.20558 | -0.19835 | -0.1915 | -0.18499 | -0.1788 | -0.17292
- | (insert row above) | - | - |  | - | - | - | - | bar: 2020-21 to 2044-45
61.1 | Options impacting on Void properties - USPL (input reductions as -ve) |  | l/pr | 2 | 0 | 0 | 0 | 0 | 0 | 0 | 0 | 0 | 0 | 0 | 0 | 0 | 0 | 0 | 0 | 0 | 0 | 0 | 0 | 0 | 0 | 0 | 0 | 0 | 0 | 0 | 0 | 0 | 0
- |  |  | Ml/d | 2
- | (insert row above) | - | - |  | - | - | - | - | bar: 2020-21 to 2044-45
| Company: | Wessex Water
| Resource Zone Name: | Supply Area
| Resource Zone Number: | 1
| Planning Scenario Name: | Dry Year Critical Period
| Chosen Level of Service: | Company

## 7. FP Supply
Table 7: Final planning water supply
| Row Ref | Component | Derivation | Unit | Decimal places | 2017-18 | For info 2017-18 | For info 2018-19 | For info 2019-20 | 2020-21 | 2021-22 | 2022-23 | 2023-24 | 2024-25 | 2025-26 | 2026-27 | 2027-28 | 2028-29 | 2029-2030 | 2030-2031 | 2031-2032 | 2032-33 | 2033-34 | 2034-35 | 2035-36 | 2036-37 | 2037-38 | 2038-39 | 2039-40 | 2040-41 | 2041-42 | 2042-43 | 2043-44 | 2044-45
Resources | 1FP | Raw Water Abstracted | 1BL | Ml/d | 2 | 0 | 0 | 0 | 0 | 0 | 0 | 0 | 0 | 0 | 0 | 0 | 0 | 0 | 0 | 0 | 0 | 0 | 0 | 0 | 0 | 0 | 0 | 0 | 0 | 0 | 0 | 0 | 0 | 0
| 2FP | Raw Water Imported | 2BL+ (6. Preferred scenario ref 58.2) | Ml/d | 2 | 0 | 0 | 0 | 0 | 0 | 0 | 0 | 0 | 0 | 0 | 0 | 0 | 0 | 0 | 0 | 0 | 0 | 0 | 0 | 0 | 0 | 0 | 0 | 0 | 0 | 0 | 0 | 0 | 0
| - | - | - | - | 2 | - | - | - | - | bar: 2020-21 to 2044-45
| - | - | - | - | 2 | - | - | - | - | bar: 2020-21 to 2044-45
| - | - | - | - | 2 | - | - | - | - | bar: 2020-21 to 2044-45
| 3FP | Potable Water Imported | 3BL+ (6. Preferred scenario ref 58.3) | Ml/d | 2 | 16.78 | 16.78 | 16.78 | 16.78 | 16.78 | 16.78 | 16.78 | 16.78 | 16.78 | 9.81 | 9.81 | 9.81 | 9.81 | 9.81 | 9.81 | 9.81 | 9.81 | 9.81 | 9.81 | 9.81 | 9.81 | 9.81 | 9.81 | 9.81 | 9.81 | 9.81 | 9.81 | 9.81 | 9.81
| - | - | - | - | 2 | - | - | - | - | bar: 2020-21 to 2044-45
| - | - | - | - | 2 | - | - | - | - | bar: 2020-21 to 2044-45
| - | - | - | - | 2 | - | - | - | - | bar: 2020-21 to 2044-45
| - | - | - | - | 2 | - | - | - | - | bar: 2020-21 to 2044-45
Resource (and process) losses | 5FP | Raw Water Exported (raw exports and non potable uses) | 5BL+ (6. Preferred scenario ref 58.5) | Ml/d | 2 | 0 | 0 | 0 | 0 | 0 | 0 | 0 | 0 | 0 | 0 | 0 | 0 | 0 | 0 | 0 | 0 | 0 | 0 | 0 | 0 | 0 | 0 | 0 | 0 | 0 | 0 | 0 | 0 | 0
| - | - | - | - | 2 | - | - | - | - | bar: 2020-21 to 2044-45
| - | - | - | - | 2 | - | - | - | - | bar: 2020-21 to 2044-45
| - | - | - | - | 2 | - | - | - | - | bar: 2020-21 to 2044-45
| 6FP | Potable Water Exported | 6BL+ (6. Preferred scenario ref 58.6) | Ml/d | 2 | 1.77 | 1.77 | 1.77 | 1.77 | 3.27 | 3.27 | 3.27 | 3.27 | 3.27 | 3.27 | 3.27 | 3.27 | 3.27 | 3.27 | 3.27 | 3.27 | 3.27 | 3.27 | 3.27 | 3.27 | 3.27 | 3.27 | 3.27 | 3.27 | 3.27 | 3.27 | 3.27 | 3.27 | 3.27
| - | - | - | - | 2 | - | - | - | - | bar: 2020-21 to 2044-45
| - | - | - | - | 2 | - | - | - | - | bar: 2020-21 to 2044-45
| - | - | - | - | 2 | - | - | - | - | bar: 2020-21 to 2044-45
| 7FP | Deployable Output | 7BL+ 8BL+ (6. Preferred scenario ref 58.7) + (6. Preferred scenario ref 58.1) |  | 2 | 514.58 | 514.58 | 489.59 | 489.6 | 488.41 | 488.42 | 488.43 | 488.44 | 488.45 | 488.46 | 488.47 | 488.48 | 488.48 | 488.49 | 488.5 | 488.51 | 488.52 | 488.53 | 488.54 | 488.55 | 488.56 | 488.57 | 488.58 | 488.59 | 488.6 | 488.61 | 488.62 | 488.63 | 488.64
| - | - | - | - | 2 | bar: 2020-21 to 2044-45
| - | - | - | - | 2 | - | - | - | - | bar: 2020-21 to 2044-45
| - | - | - | - | 2 | - | - | - | - | bar: 2020-21 to 2044-45
| - | - | - | - | 2 | - | - | - | - | bar: 2020-21 to 2044-45
| - | - | - | - | 2 | - | - | - | - | bar: 2020-21 to 2044-45
| 9FP | Raw water losses, treatment works losses and operational use | 9BL+ (6. Preferred scenario ref 60.1)+(6. Preferred scenario ref 58.4) | Ml/d | 2 | 4.65 | 4.65 | 4.65 | 4.65 | 4.65 | 4.65 | 4.65 | 4.65 | 4.65 | 4.65 | 4.65 | 4.65 | 4.65 | 4.65 | 4.65 | 4.65 | 4.65 | 4.65 | 4.65 | 4.65 | 4.65 | 4.65 | 4.65 | 4.65 | 4.65 | 4.65 | 4.65 | 4.65 | 4.65
| 10FP | Outage allowance | 10BL+ (6. Preferred scenario ref 60.2) | Ml/d | 2 | 26.59 | 26.59 | 26.59 | 26.59 | 26.59 | 26.59 | 26.59 | 26.59 | 26.59 | 26.59 | 26.59 | 26.59 | 26.59 | 26.59 | 26.59 | 26.59 | 26.59 | 26.59 | 26.59 | 26.59 | 26.59 | 26.59 | 26.59 | 26.59 | 26.59 | 26.59 | 26.59 | 26.59 | 26.59
|  | Company: | Wessex Water
|  | Resource Zone Name: | Supply Area
|  | Resource Zone Number: | 1
|  | Planning Scenario Name: | Dry Year Critical Period
|  | Chosen Level of Service: | Company
Note on E3: Author: 58.1 has been added into 7FP Deployable Ouput calculations to ensure that it is reflected in final supply-demand balance calculations. Please ensure that you do not double count increases to raw water abstractions and increases to deployable output

## 8. FP Demand
Table 8: Final planning water demand
| Row Ref | Component | Derivation / Impact of preferred options | Unit | Decimal places | 2017-18 | For info 2017-18 | For info 2018-19 | For info 2019-20 | 2020-21 | 2021-22 | 2022-23 | 2023-24 | 2024-25 | 2025-26 | 2026-27 | 2027-28 | 2028-29 | 2029-2030 | 2030-2031 | 2031-2032 | 2032-33 | 2033-34 | 2034-35 | 2035-36 | 2036-37 | 2037-38 | 2038-39 | 2039-40 | 2040-41 | 2041-42 | 2042-43 | 2043-44 | 2044-45
Consumption | 19FP | Water Delivered Measured Non Household | Calculated BL+Preferred options | Ml/d | 2 | 98.8033 | 98.8033 | 97.6765 | 96.5497 | 95.423 | 94.2963 | 93.1696 | 92.0429 | 90.9162 | 89.8836 | 89.5094 | 88.8347 | 88.16 | 87.5256 | 86.9005 | 86.2872 | 85.6753 | 85.08 | 84.5186 | 83.9547 | 83.3911 | 82.8531 | 82.3199 | 81.8015 | 81.3994 | 81.0202 | 80.6635 | 80.3289 | 80.0162
| 20FP | Water Delivered Unmeasured Non Household | Calculated BL+Preferred options | Ml/d | 2 | 5.9459 | 5.9459 | 5.4816 | 5.2966 | 5.1111 | 4.9361 | 4.7649 | 4.5997 | 4.4436 | 4.2914 | 4.1354 | 3.9888 | 3.8348 | 3.6847 | 3.5403 | 3.3978 | 3.2582 | 3.1263 | 2.9972 | 2.8723 | 2.7519 | 2.6354 | 2.5225 | 2.4144 | 2.3129 | 2.2173 | 2.1244 | 2.0354 | 1.9518
| 21FP | Water Delivered Measured Household | Calculated BL+Preferred options | Ml/d | 2 | 111.8728 | 111.8728 | 118.7124 | 125.1084 | 130.5566 | 135.7354 | 140.9333 | 145.6955 | 149.9261 | 153.7128 | 156.9527 | 160.1412 | 163.1273 | 165.7864 | 168.3214 | 170.723 | 173.1735 | 175.3091 | 177.3311 | 179.2434 | 181.3038 | 183.0629 | 184.6956 | 186.2783 | 187.9639 | 189.6125 | 191.4598 | 193.0425 | 194.5941
| 22FP | Water Delivered Unmeasured Household | Calculated BL+Preferred options | Ml/d | 2 | 125.0852 | 125.0852 | 119.6311 | 114.8046 | 108.821 | 103.1455 | 97.6162 | 92.4636 | 88.1629 | 84.8031 | 81.6625 | 78.8459 | 76.1085 | 73.5462 | 71.1427 | 68.883 | 66.7542 | 64.8326 | 62.9301 | 61.1285 | 59.4199 | 57.797 | 56.2532 | 54.7837 | 53.4127 | 52.172 | 50.9193 | 49.721 | 48.6362
| 23FP | Measured Non Household - Consumption | 19FP-34FP | Ml/d | 2 | 98.4903 | 98.4903 | 97.3635 | 96.2367 | 95.11 | 93.9834 | 92.8568 | 91.7303 | 90.6038 | 89.5715 | 89.1976 | 88.5232 | 87.8488 | 87.2148 | 86.5902 | 85.9773 | 85.3658 | 84.7711 | 84.2102 | 83.6469 | 83.0839 | 82.5465 | 82.0139 | 81.496 | 81.0946 | 80.7161 | 80.3601 | 80.0262 | 79.7142
| 24FP | Unmeasured Non Household - Consumption | 20FP-35FP | Ml/d | 2 | 5.8023 | 5.8023 | 5.3442 | 5.1653 | 4.9856 | 4.8161 | 4.6502 | 4.49 | 4.3388 | 4.1911 | 4.0396 | 3.8972 | 3.7472 | 3.6009 | 3.4602 | 3.3213 | 3.1851 | 3.0563 | 2.9303 | 2.8084 | 2.6908 | 2.577 | 2.4666 | 2.361 | 2.2618 | 2.1685 | 2.0777 | 1.9908 | 1.9091
| 25FP | Measured Household - Consumption | 21FP-36FP | Ml/d | 2 | 108.4318 | 108.4318 | 115.0917 | 121.3189 | 126.5934 | 131.6041 | 136.6411 | 141.2508 | 145.346 | 149.02 | 152.1567 | 155.2437 | 158.1394 | 160.7121 | 163.164 | 165.4861 | 167.8616 | 169.9256 | 171.8791 | 173.7261 | 175.7232 | 177.4215 | 178.997 | 180.5239 | 182.1548 | 183.7499 | 185.5446 | 187.0758 | 188.5767
| 26FP | Unmeasured Household - Consumption | 22FP-37FP | Ml/d | 2 | 116.9595 | 116.9595 | 111.9618 | 107.55 | 102.003 | 96.7602 | 91.6453 | 86.8787 | 82.9044 | 79.7754 | 76.8487 | 74.2308 | 71.6784 | 69.2887 | 67.0465 | 64.9378 | 62.9506 | 61.1619 | 59.3846 | 57.7008 | 56.1034 | 54.5856 | 53.1413 | 51.7659 | 50.4843 | 49.3283 | 48.1562 | 47.0344 | 46.0226
| 27 - | Percentage of consumption driven by climate change | n/a in FP | - | 1 | - | - | - | - | bar: 2020-21 to 2044-45
| 28 - | Volume of consumption driven by climate change | n/a in FP | - | 1 |  | - | - | - | bar: 2020-21 to 2044-45
PCC and consumption by component | 29FP | Measured Household - PCC | (25FP*1,000,000)/(51FP*1,000) | l/h/d | 1 | 145 | 145 | 147 | 148 | 148 | 147 | 147 | 147 | 147 | 147 | 147 | 147 | 147 | 147 | 147 | 147 | 147 | 147 | 147 | 147 | 147 | 147 | 147 | 147 | 147 | 147 | 147 | 147 | 147
| 29.1FP | Measured toilet flushing | Input brief explanation here | l/h/d | 1 | 25.0348 | 25.0348 | 25.0284 | 25.0099 | 24.9014 | 24.7738 | 24.6746 | 24.5773 | 24.4774 | 24.385 | 24.2945 | 24.2188 | 24.137 | 24.0601 | 23.9857 | 23.9185 | 23.8505 | 23.7788 | 23.7033 | 23.6256 | 23.5494 | 23.4724 | 23.3894 | 23.3064 | 23.3404 | 23.375 | 23.4101 | 23.4455 | 23.4812
| 29.2FP | Measured personal washing | Input brief explanation here | l/h/d | 1 | 59.6529 | 59.6529 | 60.6209 | 61.5801 | 61.3532 | 61.242 | 61.2218 | 61.2075 | 61.1876 | 61.1968 | 61.1762 | 61.1937 | 61.197 | 61.2141 | 61.2235 | 61.2524 | 61.28 | 61.2987 | 61.3086 | 61.3135 | 61.323 | 61.3311 | 61.3245 | 61.3182 | 61.3134 | 61.3098 | 61.3074 | 61.3055 | 61.3042
| 29.3FP | Measured clothes washing | Input brief explanation here | l/h/d | 1 | 15.8989 | 15.8989 | 15.9199 | 15.9284 | 15.8829 | 15.8177 | 15.7561 | 15.6915 | 15.6253 | 15.5681 | 15.5079 | 15.457 | 15.4066 | 15.355 | 15.305 | 15.2596 | 15.2181 | 15.1697 | 15.119 | 15.0669 | 15.0202 | 14.9684 | 14.9129 | 14.8573 | 14.8019 | 14.7467 | 14.6961 | 14.6409 | 14.5856
| 29.4FP | Measured dish washing | Input brief explanation here | l/h/d | 1 | 7.233 | 7.233 | 7.2509 | 7.2393 | 7.2254 | 7.1785 | 7.1556 | 7.1073 | 7.0573 | 7.0757 | 7.0691 | 7.0666 | 7.0877 | 7.0845 | 7.0818 | 7.0811 | 7.1057 | 7.1033 | 7.0997 | 7.0952 | 7.1169 | 7.1122 | 7.1056 | 7.0988 | 7.0919 | 7.0849 | 7.1037 | 7.0964 | 7.0889
| 29.5FP | Measured miscellaneous internal use | Input brief explanation here | l/h/d | 1 | 12.179 | 12.179 | 12.2655 | 12.3298 | 12.3662 | 12.3738 | 12.3981 | 12.4064 | 12.4135 | 12.4416 | 12.4537 | 12.4734 | 12.5076 | 12.5272 | 12.5482 | 12.5732 | 12.6158 | 12.6389 | 12.6603 | 12.6807 | 12.7201 | 12.7413 | 12.7594 | 12.7777 | 12.7964 | 12.8153 | 12.8529 | 12.8724 | 12.892
| 29.6FP | Measured external use | Input brief explanation here | l/h/d | 1 | 25.3843 | 25.3843 | 25.6523 | 25.7867 | 25.9519 | 25.968 | 26.1087 | 26.1262 | 26.1412 | 26.2911 | 26.3167 | 26.3584 | 26.5226 | 26.5641 | 26.6087 | 26.6618 | 26.8454 | 26.8946 | 26.9401 | 26.9835 | 27.1621 | 27.2074 | 27.2462 | 27.2852 | 27.325 | 27.3655 | 27.5423 | 27.5839 | 27.6259
| 30FP | Unmeasured Household - PCC | (26FP*1,000,000)/(52FP*1,000) | l/h/d | 1 | 214 | 214 | 216 | 219 | 219 | 220 | 220 | 220 | 221 | 221 | 221 | 221 | 222 | 222 | 222 | 222 | 222 | 223 | 223 | 223 | 223 | 223 | 223 | 223 | 223 | 224 | 224 | 224 | 224
| 30.1FP | Unmeasured toilet flushing | Input brief explanation here | l/h/d | 1 | 25.2694 | 25.2694 | 25.3246 | 25.3664 | 25.3623 | 25.3408 | 25.3157 | 25.286 | 25.2348 | 25.1671 | 25.1007 | 25.0486 | 24.9892 | 24.9342 | 24.8898 | 24.8516 | 24.8112 | 24.765 | 24.7131 | 24.6569 | 24.6005 | 24.5416 | 24.4746 | 24.4061 | 24.47 | 24.5331 | 24.5956 | 24.6574 | 24.7184
| 30.2FP | Unmeasured personal washing | Input brief explanation here | l/h/d | 1 | 80.1414 | 80.1414 | 81.8953 | 83.6457 | 83.9058 | 84.1016 | 84.2917 | 84.4726 | 84.7258 | 84.9657 | 85.1587 | 85.4009 | 85.6192 | 85.8532 | 86.0838 | 86.3388 | 86.5888 | 86.8218 | 87.0371 | 87.2399 | 87.4446 | 87.643 | 87.8148 | 87.9833 | 88.1491 | 88.3119 | 88.4722 | 88.6296 | 88.784
| 30.3FP | Unmeasured clothes washing | Input brief explanation here | l/h/d | 1 | 12.8296 | 12.8296 | 12.8243 | 12.8592 | 12.8237 | 12.8262 | 12.78 | 12.7316 | 12.7185 | 12.6493 | 12.5811 | 12.5652 | 12.5005 | 12.438 | 12.3764 | 12.3183 | 12.2596 | 12.2416 | 12.1777 | 12.1122 | 12.0471 | 11.9813 | 11.912 | 11.8425 | 11.7728 | 11.7433 | 11.6729 | 11.6024 | 11.5711
| 30.4FP | Unmeasured dish washing | Input brief explanation here | l/h/d | 1 | 5.7429 | 5.7429 | 5.7214 | 5.7169 | 5.6804 | 5.6599 | 5.6172 | 5.5729 | 5.5432 | 5.5233 | 5.5035 | 5.5065 | 5.4879 | 5.47 | 5.4523 | 5.4359 | 5.4191 | 5.4201 | 5.4006 | 5.3801 | 5.3597 | 5.3386 | 5.3159 | 5.2928 | 5.2694 | 5.2638 | 5.2397 | 5.2154 | 5.2085
| 30.5FP | Unmeasured miscellaneous internal use | Input brief explanation here | l/h/d | 1 | 25.1018 | 25.1018 | 25.2769 | 25.4619 | 25.5802 | 25.7036 | 25.802 | 25.8965 | 25.9911 | 26.044 | 26.0984 | 26.1896 | 26.2516 | 26.3184 | 26.3868 | 26.4629 | 26.5375 | 26.6284 | 26.6926 | 26.753 | 26.8142 | 26.8735 | 26.9248 | 26.9752 | 27.0249 | 27.0946 | 27.1428 | 27.1902 | 27.2575
| 30.6FP | Unmeasured external use | Input brief explanation here | l/h/d | 1 | 64.996 | 64.996 | 65.266 | 65.7437 | 65.8643 | 66.1819 | 66.2502 | 66.3077 | 66.55 | 66.5003 | 66.455 | 66.6872 | 66.6607 | 66.6464 | 66.6364 | 66.6456 | 66.6512 | 66.8795 | 66.8582 | 66.8277 | 66.7992 | 66.7663 | 66.7137 | 66.6592 | 66.6031 | 66.775 | 66.715 | 66.6536 | 66.8185
| 31FP | Average Household - PCC | ((25FP+26FP)*1,000,000))/(51FP+52FP*1,000) | l/h/d | 1 | 174.4287 | 174.4287 | 174.3965 | 174.4457 | 172.8498 | 171.2766 | 169.8552 | 168.4167 | 167.2237 | 166.3664 | 165.4358 | 164.7304 | 164.1079 | 163.4316 | 162.7991 | 162.2541 | 161.8835 | 161.4374 | 160.9313 | 160.4365 | 160.1246 | 159.6807 | 159.2196 | 158.7756 | 158.4694 | 158.2263 | 158.1091 | 157.8488 | 157.6439
| 32FP | Water Taken Unbilled | Calculated BL+Preferred options | Ml/d | 1 | 6.1828 | 6.1828 | 6.2184 | 6.2586 | 6.2626 | 6.2708 | 6.275 | 6.2791 | 6.2852 | 6.2848 | 6.2844 | 6.2881 | 6.2878 | 6.2875 | 6.2867 | 6.2859 | 6.2851 | 6.2882 | 6.2875 | 6.2867 | 6.286 | 6.2853 | 6.2846 | 6.2839 | 6.2813 | 6.2826 | 6.28 | 6.2774 | 6.2787
| 33FP | Distribution System Operational Use | Calculated BL+Preferred options | Ml/d | 1 | 2.89 | 2.89 | 2.7 | 2.7 | 2.7 | 2.7 | 2.7 | 2.7 | 2.7 | 2.7 | 2.7 | 2.7 | 2.7 | 2.7 | 2.7 | 2.7 | 2.7 | 2.7 | 2.7 | 2.7 | 2.7 | 2.7 | 2.7 | 2.7 | 2.7 | 2.7 | 2.7 | 2.7 | 2.7
Leakage | 34FP | Measured Non Household - USPL | Calculated BL+Preferred options | Ml/d | 2 | 0.31295 | 0.31295 | 0.31301 | 0.31302 | 0.31298 | 0.31289 | 0.31276 | 0.31259 | 0.31238 | 0.31212 | 0.31184 | 0.31152 | 0.31116 | 0.31077 | 0.31036 | 0.30991 | 0.30943 | 0.30893 | 0.3084 | 0.30785 | 0.30728 | 0.30668 | 0.30606 | 0.30542 | 0.30476 | 0.30409 | 0.30339 | 0.30268 | 0.30195
| 35FP | Unmeasured Non Household - USPL | Calculated BL+Preferred options | Ml/d | 2 | 0.14369 | 0.14369 | 0.13737 | 0.13133 | 0.12555 | 0.12002 | 0.11474 | 0.10969 | 0.10487 | 0.10025 | 0.095843 | 0.091626 | 0.087594 | 0.08374 | 0.080056 | 0.076533 | 0.073166 | 0.069946 | 0.066869 | 0.063926 | 0.061114 | 0.058425 | 0.055854 | 0.053396 | 0.051047 | 0.048801 | 0.046654 | 0.044601 | 0.042638
| 36FP | Measured Household - USPL | Calculated BL+Preferred options | Ml/d | 2 | 3.4409 | 3.4409 | 3.6207 | 3.7896 | 3.9632 | 4.1312 | 4.2922 | 4.4447 | 4.5801 | 4.6928 | 4.7959 | 4.8975 | 4.9879 | 5.0743 | 5.1575 | 5.2369 | 5.3118 | 5.3835 | 5.452 | 5.5172 | 5.5805 | 5.6414 | 5.6986 | 5.7544 | 5.8091 | 5.8626 | 5.9151 | 5.9667 | 6.0174
| 37FP | Unmeasured Household - USPL | Calculated BL+Preferred options | Ml/d | 2 | 8.1256 | 8.1256 | 7.6693 | 7.2546 | 6.8179 | 6.3853 | 5.9709 | 5.5849 | 5.2585 | 5.0277 | 4.8138 | 4.6151 | 4.43 | 4.2575 | 4.0962 | 3.9452 | 3.8037 | 3.6707 | 3.5456 | 3.4277 | 3.3164 | 3.2113 | 3.1119 | 3.0178 | 2.9285 | 2.8437 | 2.7632 | 2.6865 | 2.6136
| 38FP | Void Properties - USPL | Calculated BL+Preferred options | Ml/d | 2 | 0.48183 | 0.48183 | 0.48183 | 0.48183 | 0.48183 | 0.48183 | 0.48183 | 0.48183 | 0.48183 | 0.48183 | 0.48183 | 0.48183 | 0.48183 | 0.48183 | 0.48183 | 0.48183 | 0.48183 | 0.48183 | 0.48183 | 0.48183 | 0.48183 | 0.48183 | 0.48183 | 0.48183 | 0.48183 | 0.48183 | 0.48183 | 0.48183 | 0.48183
| 39FP | Distribution Losses | Calculated BL+Preferred options | Ml/d | 2 | 67.155 | 67.155 | 66.6675 | 66.1874 | 64.1115 | 62.037 | 59.9511 | 57.8451 | 55.6964 | 55.293 | 54.8852 | 54.4869 | 54.0782 | 53.6692 | 53.2699 | 52.8604 | 52.4607 | 52.0507 | 51.6407 | 51.2405 | 50.8302 | 50.4199 | 50.0194 | 49.6089 | 49.2084 | 48.7978 | 48.3872 | 47.9866 | 47.576
| 40FP | Total Leakage | Sum(34FP:39FP) | Ml/d | 2 | 79.66 | 79.66 | 78.8897 | 78.1577 | 75.813 | 73.4682 | 71.1235 | 68.7788 | 66.434 | 65.9077 | 65.3844 | 64.8844 | 64.3767 | 63.8773 | 63.3959 | 62.9108 | 62.4406 | 61.9657 | 61.4953 | 61.039 | 60.5774 | 60.1195 | 59.6737 | 59.2218 | 58.7836 | 58.3389 | 57.8974 | 57.469 | 57.0334
| 41FP | Total Leakage | (40FP*1,000,000)/(48FP*1,000) | l/prop/d | 2 | 130.3487 | 130.3487 | 127.6302 | 125.0508 | 119.985 | 115.1148 | 110.3866 | 105.7746 | 101.2878 | 99.6214 | 98.0706 | 96.5478 | 95.1498 | 93.7974 | 92.4945 | 91.2212 | 90.0137 | 88.8286 | 87.6811 | 86.5834 | 85.494 | 84.4326 | 83.4252 | 82.4201 | 81.443 | 80.4657 | 79.5016 | 78.5638 | 77.6246
Customer: Properties | 42FP | Measured Non Household - Properties | Input (total, excluding voids) | 000's | 2 | 42.87 | 42.87 | 42.8779 | 42.8789 | 42.8734 | 42.8615 | 42.8437 | 42.8202 | 42.7911 | 42.7568 | 42.7175 | 42.6734 | 42.6247 | 42.5717 | 42.5144 | 42.4532 | 42.3881 | 42.3194 | 42.2471 | 42.1716 | 42.0928 | 42.011 | 41.9262 | 41.8387 | 41.7485 | 41.6557 | 41.5605 | 41.463 | 41.3632
| 43FP | Unmeasured Non Household - Properties | Input (total, excluding voids) | 000's | 2 | 3.548 | 3.548 | 3.3919 | 3.2426 | 3.1 | 2.9636 | 2.8332 | 2.7085 | 2.5893 | 2.4754 | 2.3665 | 2.2624 | 2.1628 | 2.0677 | 1.9767 | 1.8897 | 1.8066 | 1.7271 | 1.6511 | 1.5784 | 1.509 | 1.4426 | 1.3791 | 1.3184 | 1.2604 | 1.205 | 1.1519 | 1.1013 | 1.0528
| 44FP | All void non-households - properties | Input (voids in each year) | 000's | 2 | 0.138 | 0.138 | 0.138 | 0.138 | 0.138 | 0.138 | 0.138 | 0.138 | 0.138 | 0.138 | 0.138 | 0.138 | 0.138 | 0.138 | 0.138 | 0.138 | 0.138 | 0.138 | 0.138 | 0.138 | 0.138 | 0.138 | 0.138 | 0.138 | 0.138 | 0.138 | 0.138 | 0.138 | 0.138
| 45FP | Measured Household - Properties (excl voids) | Pre-plan year = input. Forecast years = Previous year 45FP + sum(45.1FP:45.6FP) | 000's | 2 | 352.182 | 352.182 | 370.579 | 387.8639 | 405.6396 | 422.8339 | 439.3089 | 454.9157 | 468.7763 | 480.3114 | 490.867 | 501.2599 | 510.5147 | 519.3539 | 527.8718 | 535.9973 | 543.6688 | 551.0094 | 558.0126 | 564.6934 | 571.1718 | 577.3989 | 583.256 | 588.9691 | 594.5618 | 600.0426 | 605.4192 | 610.6988 | 615.8876
| 45.1FP | New properties | Input (new builds in each year) | 000's | 2 | 0 | 0 | 7.1293 | 7.0449 | 6.9944 | 6.5113 | 6.2439 | 6.0748 | 5.8028 | 5.8366 | 5.2732 | 5.4857 | 4.6867 | 4.5784 | 4.5361 | 4.3979 | 4.1757 | 4.0567 | 3.9138 | 3.7699 | 3.7318 | 3.6323 | 3.4023 | 3.3881 | 3.388 | 3.3879 | 3.3879 | 3.3878 | 3.3878
| 45.2FP | Meter optants - properties | Input (meter optants in each year) | 000's | 2 | 0 | 0 | 5.2457 | 4.8217 | 5.8905 | 6.2964 | 6.3085 | 6.0274 | 4.9225 | 2.8696 | 2.6811 | 2.5082 | 2.3495 | 2.2034 | 2.0687 | 1.9442 | 1.8291 | 1.7224 | 1.6234 | 1.5313 | 1.4457 | 1.3658 | 1.2913 | 1.2218 | 1.1567 | 1.0958 | 1.0387 | 0.98511 | 0.93483
| 45.3FP | Compulsory metering - properties | Input (compulsory meters in each year) | 000's | 2 | 0 | 0 | 0 | 0 | 0 | 0 | 0 | 0 | 0 | 0 | 0 | 0 | 0 | 0 | 0 | 0 | 0 | 0 | 0 | 0 | 0 | 0 | 0 | 0 | 0 | 0 | 0 | 0 | 0
| 45.4FP | Metering on change of occupancy - properties | Input (change of occupancy meters in each year) | 000's | 2 | 0 | 0 | 6.022 | 5.4183 | 4.8908 | 4.3866 | 3.9225 | 3.5047 | 3.1352 | 2.8289 | 2.6013 | 2.3989 | 2.2186 | 2.0574 | 1.9131 | 1.7835 | 1.6668 | 1.5614 | 1.4661 | 1.3795 | 1.3008 | 1.2291 | 1.1634 | 1.1033 | 1.048 | 0.99709 | 0.95008 | 0.90659 | 0.86626
| 45.5FP | Selective metering properties | Input (selective meters in each year) | 000's | 2 | 0 | 0 | 0 | 0 | 0 | 0 | 0 | 0 | 0 | 0 | 0 | 0 | 0 | 0 | 0 | 0 | 0 | 0 | 0 | 0 | 0 | 0 | 0 | 0 | 0 | 0 | 0 | 0 | 0
| 45.6FP | Other changes to existing metering - properties | Input (other changes to meters in each year) | 000's | 2 | 0 | 0 | 0 | 0 | 0 | 0 | 0 | 0 | 0 | 0 | 0 | 0 | 0 | 0 | 0 | 0 | 0 | 0 | 0 | 0 | 0 | 0 | 0 | 0 | 0 | 0 | 0 | 0 | 0
| 45.7FP | Measured void households - properties | Input (voids in each year) | 000's | 2 | 6.253 | 6.253 | 6.253 | 6.253 | 6.253 | 6.253 | 6.253 | 6.253 | 6.253 | 6.253 | 6.253 | 6.253 | 6.253 | 6.253 | 6.253 | 6.253 | 6.253 | 6.253 | 6.253 | 6.253 | 6.253 | 6.253 | 6.253 | 6.253 | 6.253 | 6.253 | 6.253 | 6.253 | 6.253
| 46FP | Unmeasured households - properties (excl void) | Input (total) | 000's | 2 | 200.633 | 200.633 | 189.3653 | 179.1253 | 168.344 | 157.6609 | 147.4299 | 137.8978 | 129.8401 | 124.1415 | 118.8591 | 113.9519 | 109.3839 | 105.123 | 101.1413 | 97.4136 | 93.9177 | 90.6339 | 87.5445 | 84.6336 | 81.8871 | 79.2922 | 76.8374 | 74.5124 | 72.3077 | 70.2149 | 68.2261 | 66.3344 | 64.5333
| 47FP | Unmeasured void households - properties | Input (voids in each year) | 000's | 2 | 5.506 | 5.506 | 5.506 | 5.506 | 5.506 | 5.506 | 5.506 | 5.506 | 5.506 | 5.506 | 5.506 | 5.506 | 5.506 | 5.506 | 5.506 | 5.506 | 5.506 | 5.506 | 5.506 | 5.506 | 5.506 | 5.506 | 5.506 | 5.506 | 5.506 | 5.506 | 5.506 | 5.506 | 5.506
| 48FP | Total Resource Zone Properties (incl voids) | SUM(42FP:45FP)+45.7FP+46FP+47FP | 000's | 2 | 611.13 | 611.13 | 618.111 | 625.0077 | 631.8539 | 638.2169 | 644.3126 | 650.2392 | 655.8938 | 661.5821 | 666.7072 | 672.0446 | 676.5831 | 681.0133 | 685.4011 | 689.6508 | 693.6782 | 697.5867 | 701.3523 | 704.974 | 708.5576 | 712.0417 | 715.2957 | 718.5356 | 721.7755 | 725.0152 | 728.2548 | 731.4944 | 734.734
Customer: Population | 49FP | Measured Non Household - Population | Input (total) | 000's | 2 | 19.9763 | 19.9763 | 20.8553 | 21.6538 | 22.4341 | 23.1978 | 23.946 | 24.6794 | 25.3982 | 26.1029 | 26.794 | 27.4698 | 28.1306 | 28.7748 | 29.4022 | 30.0135 | 30.608 | 31.1859 | 31.7479 | 32.2946 | 32.8264 | 33.3437 | 33.847 | 34.3366 | 34.8131 | 35.2771 | 35.7291 | 36.1698 | 36.5995
| 50FP | Unmeasured Non Household - Population | Input (total) | 000's | 2 | 19.9763 | 19.9763 | 18.1483 | 17.7339 | 17.3567 | 17.006 | 16.667 | 16.3373 | 16.0158 | 15.7056 | 15.3591 | 15.0191 | 14.6404 | 14.2608 | 13.8918 | 13.5126 | 13.1342 | 12.7723 | 12.4245 | 12.0863 | 11.7575 | 11.4374 | 11.1267 | 10.8296 | 10.5456 | 10.274 | 10.0145 | 9.7663 | 9.529
| 51FP | Measured Household - Population | Input (total) | 000's | 2 | 745.8359 | 745.8359 | 784.3359 | 820.4194 | 857.2082 | 893.1161 | 927.5437 | 960.1305 | 989.4057 | 1014.0293 | 1036.3621 | 1057.7492 | 1076.8152 | 1094.7316 | 1111.8283 | 1127.6997 | 1142.5716 | 1156.8689 | 1170.5907 | 1183.7002 | 1196.278 | 1208.324 | 1219.8402 | 1231.0377 | 1241.9439 | 1252.5787 | 1262.9604 | 1273.1056 | 1283.0294
| 52FP | Unmeasured Household - Population | Input (total) | 000's | 2 | 546.3331 | 546.3331 | 517.6024 | 491.5588 | 465.3066 | 440.191 | 416.4619 | 394.4241 | 375.5349 | 361.2204 | 347.8929 | 335.2821 | 323.5915 | 312.5898 | 302.2489 | 292.4424 | 283.2199 | 274.5685 | 266.4428 | 258.7832 | 251.5113 | 244.6203 | 238.1353 | 231.9688 | 226.0935 | 220.4894 | 215.1382 | 210.0235 | 205.13
| 53FP | Total Resource Zone Population | 49FP+Sum(50FP:52FP) | 000's | 2 | 1332.1216 | 1332.1216 | 1340.9419 | 1351.3658 | 1362.3056 | 1373.5108 | 1384.6186 | 1395.5713 | 1406.3547 | 1417.0581 | 1426.4081 | 1435.5202 | 1443.1777 | 1450.357 | 1457.3712 | 1463.6682 | 1469.5338 | 1475.3957 | 1481.2059 | 1486.8643 | 1492.3732 | 1497.7255 | 1502.9491 | 1508.1726 | 1513.396 | 1518.6191 | 1523.8422 | 1529.0651 | 1534.2879
Occupancy | 54FP | Measured Household - Occupancy Rate (average) (excl voids) | 51FP/45FP | h/prop | 1 | 2.1178 | 2.1178 | 2.1165 | 2.1152 | 2.1132 | 2.1122 | 2.1114 | 2.1106 | 2.1106 | 2.1112 | 2.1113 | 2.1102 | 2.1093 | 2.1079 | 2.1062 | 2.1039 | 2.1016 | 2.0995 | 2.0978 | 2.0962 | 2.0944 | 2.0927 | 2.0914 | 2.0902 | 2.0888 | 2.0875 | 2.0861 | 2.0847 | 2.0832
| 55FP | Unmeasured Household - Occupancy Rate | 52BL/46BL | h/prop | 1 | 2.723 | 2.723 | 2.7334 | 2.7442 | 2.764 | 2.792 | 2.8248 | 2.8603 | 2.8923 | 2.9097 | 2.9269 | 2.9423 | 2.9583 | 2.9736 | 2.9884 | 3.0021 | 3.0156 | 3.0294 | 3.0435 | 3.0577 | 3.0714 | 3.085 | 3.0992 | 3.1132 | 3.1268 | 3.1402 | 3.1533 | 3.1661 | 3.1787
Metering | 56FP | Total Household Metering penetration (excl. voids) | 45FP/45FP+46FP | % | 0 | 63.71% | 63.71% | 66.18% | 68.41% | 70.67% | 72.84% | 74.87% | 76.74% | 78.31% | 79.46% | 80.51% | 81.48% | 82.35% | 83.17% | 83.92% | 84.62% | 85.27% | 85.87% | 86.44% | 86.97% | 87.46% | 87.93% | 88.36% | 88.77% | 89.16% | 89.52% | 89.87% | 90.2% | 90.52%
| 57FP | Total Household Metering penetration (incl. voids) | 45FP/(45FP+45.7FP+46FP+47FP) | % | 0 | 62.38% | 62.38% | 64.82% | 67.02% | 69.25% | 71.39% | 73.4% | 75.25% | 76.8% | 77.95% | 78.98% | 79.95% | 80.82% | 81.63% | 82.38% | 83.08% | 83.73% | 84.33% | 84.89% | 85.42% | 85.91% | 86.38% | 86.81% | 87.22% | 87.61% | 87.98% | 88.33% | 88.66% | 88.98%
|  | Company: | Wessex Water
|  | Resource Zone Name: | Supply Area
|  | Resource Zone Number: | 1
|  | Planning Scenario Name: | Dry Year Critical Period
|  | Chosen Level of Service: | Company

## 9. FP SDB
Table 9: Final planning water supply
| Row Ref | Component | Derivation | Unit | Decimal places | 2017-18 | For info 2017-18 | For info 2018-19 | For info 2019-20 | 2020-21 | 2021-22 | 2022-23 | 2023-24 | 2024-25 | 2025-26 | 2026-27 | 2027-28 | 2028-29 | 2029-2030 | 2030-2031 | 2031-2032 | 2032-33 | 2033-34 | 2034-35 | 2035-36 | 2036-37 | 2037-38 | 2038-39 | 2039-40 | 2040-41 | 2041-42 | 2042-43 | 2043-44 | 2044-45
SDB | 11FP | Distribution Input | 19FP+20FP+21FP+22FP+32FP+33FP+38FP+39FP | Ml/d | 2 | 418.4167 | 418.4167 | 417.5692 | 417.3873 | 413.4676 | 409.6029 | 405.8918 | 402.1078 | 398.6122 | 397.4504 | 396.6114 | 395.7675 | 394.7785 | 393.6814 | 392.6434 | 391.619 | 390.7887 | 389.8688 | 388.887 | 387.9079 | 387.1647 | 386.2354 | 385.277 | 384.3525 | 383.7604 | 383.2842 | 383.016 | 382.5737 | 382.2347
| 12FP | Water Available For Use (own sources) | 7FP-(9FP+10FP) | Ml/d | 2 | 483.34 | 483.34 | 458.35 | 458.36 | 457.17 | 457.18 | 457.19 | 457.2 | 457.21 | 457.22 | 457.23 | 457.24 | 457.24 | 457.25 | 457.26 | 457.27 | 457.28 | 457.29 | 457.3 | 457.31 | 457.32 | 457.33 | 457.34 | 457.35 | 457.36 | 457.37 | 457.38 | 457.39 | 457.4
| 13FP | Total Water Available For Use | 12FP+(2FP+3FP)-(5FP+6FP) | Ml/d | 2 | 498.35 | 498.35 | 473.36 | 473.37 | 470.68 | 470.69 | 470.7 | 470.71 | 470.72 | 463.76 | 463.77 | 463.78 | 463.78 | 463.79 | 463.8 | 463.81 | 463.82 | 463.83 | 463.84 | 463.85 | 463.86 | 463.87 | 463.88 | 463.89 | 463.9 | 463.91 | 463.92 | 463.93 | 463.94
| 14FP | Target headroom (climate change component) | Input | Ml/d | 2 | 1.7595 | 1.7595 | 1.8914 | 1.9779 | 1.8 | 1.8358 | 1.9487 | 2.0947 | 2.1634 | 2.2599 | 2.3542 | 2.4509 | 2.5584 | 2.6451 | 2.767 | 2.8707 | 2.9567 | 3.0999 | 3.2056 | 3.34 | 3.4922 | 3.643 | 3.8078 | 3.9812 | 4.1907 | 4.3457 | 4.5756 | 4.7712 | 5.0279
| 15FP | Target headroom (All other components) | Input | Ml/d | 2 | 28.474 | 28.474 | 28.2808 | 28.1812 | 28.28 | 27.7608 | 27.3798 | 26.9604 | 26.639 | 26.4586 | 26.3037 | 26.146 | 25.9671 | 25.8011 | 25.6042 | 25.4265 | 25.2805 | 25.0708 | 24.8942 | 24.689 | 24.4831 | 24.2651 | 24.0311 | 23.7909 | 23.5386 | 23.3492 | 23.0999 | 22.8723 | 22.5912
| 16FP | Target Headroom | 14FP+15FP | Ml/d | 2 | 30.2335 | 30.2335 | 30.1722 | 30.1591 | 30.08 | 29.5966 | 29.3285 | 29.055 | 28.8025 | 28.7185 | 28.6579 | 28.5969 | 28.5255 | 28.4462 | 28.3712 | 28.2972 | 28.2372 | 28.1707 | 28.0998 | 28.029 | 27.9753 | 27.9082 | 27.8389 | 27.7721 | 27.7293 | 27.6949 | 27.6755 | 27.6436 | 27.6191
| 17FP | Available Headroom | 13FP-11FP | Ml/d | 2 | 79.9333 | 79.9333 | 55.7908 | 55.9827 | 57.2124 | 61.0871 | 64.8082 | 68.6022 | 72.1078 | 66.3096 | 67.1586 | 68.0125 | 69.0015 | 70.1086 | 71.1566 | 72.191 | 73.0313 | 73.9612 | 74.953 | 75.9421 | 76.6953 | 77.6346 | 78.603 | 79.5375 | 80.1396 | 80.6258 | 80.904 | 81.3563 | 81.7053
| 18FP | Supply Demand Balance | 17FP-16FP | Ml/d | 2 | 49.6998 | 49.6998 | 25.6185 | 25.8236 | 27.1324 | 31.4905 | 35.4797 | 39.5472 | 43.3053 | 37.5911 | 38.5007 | 39.4156 | 40.4761 | 41.6624 | 42.7855 | 43.8938 | 44.7941 | 45.7905 | 46.8533 | 47.913 | 48.7199 | 49.7264 | 50.7641 | 51.7654 | 52.4103 | 52.9309 | 53.2285 | 53.7127 | 54.0863
|  | Company: | Wessex Water
|  | Resource Zone Name: | Supply Area
|  | Resource Zone Number: | 1
|  | Planning Scenario Name: | Dry Year Critical Period
|  | Chosen Level of Service: | Company

## 10. Drought plan links
Table 10: Drought plan links and Deployable Output Overview
10.1 Planning scenarios |  |  |  |  | 10.2 Water resources management plan | [7 empty] | 10.3 Drought plan | [5 empty] | 10.4 Demand
Drought Scenarios | Drought Description | Drought Severity | Plan in which scenario is used (highlights overlaps) |  | WRMP DO of Sources (not including drought measures) | WRMP Additional Yield from Drought Supply Measures (eg drought permits or orders) |  |  | WRMP Impact on DO of drought plan Demand Restrictions (eg TUBs) |  |  | WRMP DO Levels of Service | Drought Plan Additional Yield from Further Supply Measures (eg drought permits or orders) |  |  | Drought Plan Impact on DO of Further Demand Restrictions (eg TUBs) |  |  | Unrestricted Demand | Restricted Demand
|  |  | WRMP | Drought Plan | DO (Ml/d) | Description | Marginal Benefit (Ml/d) | DO (Ml/d) | Description | Marginal Benefit (Ml/d) | DO (Ml/d) | DO (Ml/d) | Description | Marginal Benefit (Ml/d) | DO (Ml/d) | Description | Marginal Benefit (Ml/d) | DO (Ml/d) | Ml/d | Ml/d
Historic Droughts | 1975/76 | 1 in 100 17 month drought | Y | Y | 487.97 | - | 0 | 0 | - | 0 | 0 | 487.97 | - | 0 | 487.97 | - | 0 | 487.97 | 413.47 | 413.47
| 1933/34 | 1 in 100 24 month drought | Y | Y | 483.66 | - | 0 | 0 | - | 0 | 0 | 483.66 | - | 0 | 483.66 | - | 0 | 483.66 | 413.47 | 413.47
| 1921 | 1 in 100 9 month drought | Y | Y | 500.77 | - | 0 | 0 | - | 0 | 0 | 500.77 | - | 0 | 500.77 | - | 0 | 500.77 | 413.47 | 413.47
Additional Drought Scenarios | 1975/76 - 1 in 200 | Severe Drought | Y | Y | 474.54 | - | 0 | 0 | - | 0 | 0 | 474.54 | sum of measures | 16 | 490.54 | sum of restrictions | 13 | 503.54 | 413.47 | 400.47
| 1975/76 - 1 in 500 | Extreme Drought | Y | Y | 477.36 | - | 0 | 0 | - | 0 | 0 | 477.36 | sum of measures | 16 | 493.36 | sum of restrictions | 13 | 506.36 | 413.47 | 400.47
| 1933/34 - 1 in 200 | Severe Drought | Y | Y | 479.87 | - | 0 | 0 | - | 0 | 0 | 479.87 | sum of measures | 16 | 495.87 | sum of restrictions | 13 | 508.87 | 413.47 | 400.47
| 1933/34 - 1 in 500 | Extreme Drought | Y | Y | 473.59 | - | 0 | 0 | - | 0 | 0 | 473.59 | sum of measures | 16 | 489.59 | sum of restrictions | 13 | 502.59 | 413.47 | 400.47
| 1921 - 1 in 200 | Severe Drought | Y | Y | 496.15 | - | 0 | 0 | - | 0 | 0 | 496.15 | sum of measures | 16 | 512.15 | sum of restrictions | 13 | 525.15 | 413.47 | 400.47
| 1921 - 1 in 500 | Extreme Drought | Y | Y | 492.91 | - | 0 | 0 | - | 0 | 0 | 492.91 | sum of measures | 16 | 508.91 | sum of restrictions | 13 | 521.91 | 413.47 | 400.47
Reported DO for WRMP tables highlighted in yellow
10.5 Summary report
WRMP DO Overview | [8 empty] | Drought Plan Overview
DO Approach - the approach for calculating DO is the same as all events, and is consistent with the approach taken for calculating DO for our design event, as detailed in our water resources management plan, section 4. LoS - Our Level of service is that we would expect to impose temporary use restrictions no more than once in every 100 years, on average, and non-essential use bans more than once in every 150 years on average. Constraint on DO - Section 4 of our WRMP describes the constraints on deployable output Critical Year(s) - our DO in column G (WRMP DO of Sources (not including drought measures)) is taken from year 2020-21. we have decided to use this year, rather than the base year, as we have significant sustainability reductions early on in the planning period, before the 25 year planning period starts. We have also decided to use this year as the changes will come into effect between submission of draft and final water resources management plans Data length, qualityAppraoch to Drought Severity - we have historic weather records going back to 1911, and have used these to simulate the impact for three historic droughts on the historic record. The 1975/76 event is the most severe drought event within the historic record. The drought severities indicated are consistent with the methodology presented in the Water UK Water resources long term planning framework project, where each of the design event used is the worst event within the 100 year historic record for 9 month (1921), 17 month (1933/34) and 24 month (1933/34) events. The estimate of drought severity (and therefore return period) is therefore conditional on the duration of the drought event, and is also calculated based on an aridity index that is calculated from the balance of rainfall and evapotransipration during the given drought event period. In section 10.1 of the WRMP we provide more details on event calculation, and uncertainties in interpretation of drought severities (return periods). | [8 empty] | In our drought plan we tested the performance of our water supply system to the drought scenarios lised above. Below, the supply and demand side measures included within our drought plan are listed, alongside their associated daily marginal benefit (increased yield/reduced demand). To derive from these figures the marginal yield values considered above, we have estimated from our drought bands, the approximate length of time we would be in each drought band, under each drought event. For the critical period, we have assumed we will be in band 4, and have therefore assumed the sum of the rates below, as the savingsa during the critical period. Band 3 measures include developing drought measures prior to the implementation of restrictions, and Band 4 measures are either customer restrictions and drought orders. Please refer to Section 10.1 of the draft drought plan for further details, and consideration of uncertainties in the figures presented.
Additional Drought Scenarios | [8 empty] | Drought Supply Measures and Demand Restrictions Further Details
Drought Scenarios chosen and justification - We followed the approach taken in Water UK Water resources long term planning framework project to define additional plausible drought events. More details of thedrought generation can be found in Section 10.1 of the WRMP. Severe (1 in 200) and extreme (1 in 500) events were generated by making the three historical drought events worse in terms of magnitude according to the aridtiy index based extreme value analysis conducted. Together, these droughts include more severe short duration (single season) droughts, and multi-season droughts, for which our sustem is more vulnerable. | [8 empty] | Supply - Use of standby source: 6.5Ml/d, applied in band 4 Supply - Pump storage from Bridgwater and Taunton Canal: 4.5Ml/d, applied in band 4 Supply - Clatworthy compensation reduction and Hele Bridge pump storage: 2.88Ml/d, applied in 4 Supply - Sutton Bingham compensation reduction and Clifton Maybank pump storage 2.13Ml/d, applied in band 4 Demand - Increased leakage reduction I: 0.5Ml/d, applied in band 3 Demand - Domestic water efficiency campaign: 0.4Ml/d, applied in band 3 Demand - Business efficiency: 0.005Ml/d, applied in band 3 Demand - Media Campaign – domestic and business: 0.828Ml/d, applied in band 3 Demand - Increased leakage reduction II: 1Ml/d, applied in band 4 Demand - Temporary water use restrictions 8.5Ml/d, applied in band 4 Demand - No-essential use bans: 2.46Ml/d, applied in 4
Impact on Supply Demand
As per our stated level of service, we have not included the impact of any drought measures (supply or demand) for historic events. We have not included any supply side or demand side restrictions in our stated level of service, and have not therefore included any such restrictions within our WRMP deployable output assessment
Demands
We have used as our demand for each event our dry year annual average demand that is used in our WRMP demand assessment, which is our demand in 2020/21, consistent with the year chosen for our deployable output. The demand represents a normalised demand uplifted for weather effects based on a peak factor based on the uplift associated with the 1995 dry-period. Further details of the demand calculation can be found in Section 5.2.2